## Index
Sensor Security August 2026 Pricelist: Index
This pricelist contains the Hikvision product range that Sensor sells and support. For pricing on our other great products / brands please contact your nearest Sensor's sales office or contact your sales consultant.
Services
Surveillance
Accessories: Servers, HDD, Monitors, Cable etc.
Keyboards
Company Details
T&C's (In Short)
Intercom & Access Control
Alarm
Virdi

## Services
Dear Valued Client Technical support and service Sensor Security Systems pride our self in setting the standard for quality support and training on our range of products. Our sales consultants can assist you with site visits, quotations and demonstrations. Comprehensive training on both analogue and IP video product ranges is also offered. Our web page www.sensorsecurity.net has details on the course content, national training schedule and registration documents. Space is limited and we charge a nominal administrative fee of R250 per candidate to ensure attendees commitment. Sensor’s training includes all training materials, a light lunch and a certificate. A Bosch accredited 5-day CCTV training course is also offered at Bosch Security in Midrand, Gauteng. If your do a booking via your Sensor Security Systems contact person (Sitheerum Naick, 011 314 9419) these trainees will incur no costs. Should you wish to participate, you are welcome to contact us directly for more information and the schedule. On-site support will be charged to cover our expenses. Please see below for description and costs. As always – you are most welcome to talk to me or your sales representative if you have any enquiries. Yours in security
Service Code | Service | Price
SUPCALL | Call out including 1st hour | 850
SUPHOUR | Hourly rate | 450
SUPKMS | Travelling >50 km. R5 p/km | 5
SUPCOMM | Commissioning / handover / project support | POA
TRAINLOC | Training at Sensor (pp) | 500
TRANINGREM | Training at the clients premises (pp) | 500

## Notes
Sensor Security Pricelist: August 2026
PLEASE TAKE NOTE - BEFORE PLACING ORDERS WITH US:
1. STRICTLY FOR REGISTERED TRADE CUSTOMERS ONLY 2. All prices exclude VAT 3. Prices & specifications are subject to change without prior notice. QUOTATIONS VALID ONLY FOR 7 DAYS 4. While we endeavour to ensure the accuracy of our pricelist, we reserve the right, on written notice to the purchaser, to unilaterally correct any arithmetic, typographical, clerical, or related errors contained herein 5. Purchases are subject to our standards terms and condition of sale (Available on request) 6. RETURN / REPAIR POLICY (T&C's SUMMARY): Clause 36. Sensor’s standard policy for returnable products is for repair/replacements only. No credits or refunds. Clause 38. Stock incorrectly ordered and returned for credit will be charged with a 15% handling fee. 7. E & OE

## Co. Details
Distributorofqualityelectronicsecurityequipmenttothesecuritytrade
Contact details
Head office:
Physical address:820 16th Road, Randjespark, Midrand, Gauteng.
Postal address: PO Box 12806, Die Hoewes, 0163
Telephone: 011 266 7000
Email: info@sensorsecurity.co.za
Branches:
1. Gauteng / Midrand: Telephone: 011 314 9419; Email: info@sensorsecurity.co.za
2. Western Cape / Cape Town: Telephone: 021 914 7557; Email: raymond@sensorsecurity.co.za
3. Eastern Cape / Port Elizabeth: Telephone: 041 581 0316; Email: eckard@sensorsecurity.co.za
4. KZN / Durban: Telephone: 031 263 0305; Email: charmaine@sensorsecurity.co.za
For further information, product data sheets and brochures, please visit our website at
www.sensorsecurity.co.za

## Quote
SENSOR SECURITY SYSTEMS (PTY) LTD
Head Office: |  | Branches:
820 16th Road |  | Gauteng: +27 (0)11 314 9419
Randjespark |  | Cape Town: +27 (0)21 510 1445
Midrand |  | Port Elizabeth:+27 (0)41 581 0316
South Africa |  | Durban: +27 (0)31 263 0305
Mail: info@sensorsecurity.co.za |  | E - Mail:
Quotation prepared by: |  | Name:
Quotation
Customer: |  | Date:
Attention: |  | Cust. Code:
Tel: |  | Cust. Ref:
E-Mail: |  | Quotation No:
Bill To:
VAT:
Payment Terms:
Product Code | Description | Unit Price | Disc % | Net Price | Qty | Total
|  |  | 0% | 0 |  | 0
|  |  | 0% | 0 |  | 0
|  |  | 0% | 0 |  | 0
|  |  | 0% | 0 |  | 0
|  |  | 0% | 0 |  | 0
|  |  | 0% | 0 |  | 0
|  |  | 0% | 0 |  | 0
|  |  | 0% | 0 |  | 0
|  |  | 0% | 0 |  | 0
|  |  | 0% | 0 |  | 0
|  |  | 0% | 0 |  | 0
|  |  | 0% | 0 |  | 0
|  |  | 0% | 0 |  | 0
|  |  | 0% | 0 |  | 0
|  |  | 0% | 0 |  | 0
|  |  | 0% | 0 |  | 0
|  |  | 0% | 0 |  | 0
|  |  | 0% | 0 |  | 0
|  |  | 0% | 0 |  | 0
|  |  | 0% | 0 |  | 0
|  |  | 0% | 0 |  | 0
|  |  | 0% | 0 |  | 0
Remarks: |  |  |  | Sub Total |  | 0
|  |  |  | Total Discount |  | 0
|  |  |  | VAT @ 15% |  | 0
|  |  |  | Total (ZAR) |  | 0
Please take note: All purchases are subject to our standard terms and conditions of quotations and sales (Available on request). All orders, whether verbal or in writing will be binding and subject to these standard conditions of agreement and may not be cancelled. This quote is valid for 7 days.

## Surveillance
Stock Status
A: Stock item: 95% availability (If below spike quantity)
B: Limited stock level
C: Low stock - Please contact your account manager
Supplier Code | Sensor Product Code | Lens Size | Image | Description | Retail | VASP | D: Order on request
Analogue/Turbo Cameras | Analogue/Turbo Cameras
1080p Short Range/Fixed Lens Bullet Cameras
300512639 | DS-2CE16D0T-EXIPF(2.8MM)_C | 2.8mm |  | Hikvision Turbo HD 2MP bullet, 2.8mm lens, 20m IR, 12VDC | 361.392 | 190.6076 | Availability B
300513675 | DS-2CE16D0T-LPFS 2.8MM | 2.8mm |  | Hikvision Turbo HD 2MP bullet, 2.8mm lens, 20m hybrid IR/white light microphone 12VDC | 547.152 | 288.5823 | Availability A
300513673 | DS-2CE16D0T-LFS 2.8MM | 2.8mm |  | Hikvision Turbo HD hybrid 2MP bullet 2.8mm lens 20m hybrid IR/white light microphone 12VDC | 578.904 | 305.3291 | Availability A
300513674 | DS-2CE16D0T-LFS 3.6MM | 3.6mm |  | Hikvision Turbo HD hybrid 2MP bullet 3.6mm lens 20m hybrid IR/white light microphone 12VDC | 576.024 | 303.8101 | Availability A
327801250 | DS-2CE16D0T-LPXTS 2.8MM | 2.8mm |  | Hikvision Turbo HD 2MP bullet, 2.8mm lens, 20m hybrid light, microphone, two-way audio & siren, 12VDC | 801.504 | 422.7342 | Availability A
1080p Long Range Bullet Cameras
300513678 | DS-2CE17D0T-IT5F3.6MM_C | 3.6mm |  | Hikvision Turbo HD 2MP bullet 3.6mm lens 80m IR 12VDC | 876.384 | 462.2278 | Call for availability
327801254 | DS-2CE17D0T-LXTS 2.8MM | 2.8mm |  | Hikvision Turbo HD 2MP bullet, 2.8mm lens, 40m hybrid light, microphone, two-way audio & siren, 12VDC | 1062.48 | 560.3797 | Availability A
327801255 | DS-2CE17D0T-LXTS 3.6MM | 3.6mm |  | Hikvision Turbo HD 2MP bullet, 3.6mm lens, 40m hybrid light, microphone, two-way audio & siren, 12VDC | 1043.688 | 550.4684 | Availability A
327800736 | DS-2CE18D0T-LFS 2.8MM | 2.8mm |  | Hikvision Turbo HD 2MP bullet 2.8mm lens 60m hybrid IR/white light microphone 12VDC | 777.168 | 409.8987 | Availability A
327800738 | DS-2CE18D0T-LFS 6MM | 6mm |  | Hikvision Turbo HD 2MP bullet 6mm lens 60m hybrid IR/white light microphone 12VDC | 766.176 | 404.1013 | Availability A
300513634 | DS-2CE19D0T-VFIT3F 2.7-13.5MM | 2.7-13.5mm |  | Hikvision Turbo HD 2MP bullet 2.7-13.5mm lens 40m IR 12VDC | 1228.392 | 647.8861 | Availability A
5MP Short Range Bullet Cameras
300513692 | DS-2CE16K0T-LFS 2.8MM | 2.8mm |  | Hikvision Turbo HD 5MP bullet 2.8mm lens 20m hybrid IR/white light 12VDC | 747.024 | 394 | Availability A
300513696 | DS-2CE17K0T-LFS 2.8MM | 2.8mm |  | Hikvision Turbo HD 5MP bullet 2.8mm lens 20m hybrid-light 12VDC | 962.736 | 507.7722 | Availability A
300513697 | DS-2CE17K0T-LFS 3.6MM | 3.6MM |  | Hikvision Turbo HD 5MP bullet 2.8mm lens 40m hybrid IR/white light 12VDC | 1079.568 | 569.3924 | Call for availability
5MP Long Range Bullet Camera
327802007 | DS-2CE19K0T-LXTSZ 2.7-13.5mm | 2.7-13.5mm |  | Hikvision Turbo HD 5MP bullet, 2.7-13.5mm lens, 60m hybrid-light, strobe-light & siren, two-way audio, 12VDC | 2487.624 | 1312.038 | Availability A
1080p Turbo HD Hybrid-light ColorVu Analogue Bullet Cameras
327800628 | DS-2CE10DF0T-LPFS 2.8MM | 2.8mm |  | Eco-ColorVu 2MP bullet 2.8mm lens 20m illumination microphone 12VDC | 839.664 | 442.8608 | Call for availability
327800630 | DS-2CE10DF0T-LFS 2.8mm | 2.8mm |  | Eco-ColorVu 2MP bullet 2.8mm lens 20m illumination microphone 12VDC | 733.056 | 386.6329 | Availability A
327800913 | DS-2CE10DF3T-LPFS (2.8MM) | 2.8mm |  | ColorVu 2MP plastic bullet 2.8mm lens 20m hybrid-light 130dB WDR 12VDC | 1292.544 | 681.7215 | Call for availability
327800916 | DS-2CE10DF3T-LFS 3.6MM | 3.6MM |  | Hikvision Turbo HD 2MP bullet 3.6mm lens 20m hybrid-light 130dB WDR 12VDC | 1066.872 | 562.6962 | Availability A
1080p Turbo HD Hybrid-light Long Range ColorVu Analogue Bullet Cameras
327800632 | DS-2CE12DF0T-LFS 2.8MM | 2.8mm |  | Eco-ColorVu 2MP bullet, 2.8mm lens, 40m hybrid-light, microphone 12VDC | 889.56 | 469.1772 | Availability A
327800633 | DS-2CE12DF0T-LFS 3.6MM | 2.8mm |  | Eco-ColorVu 2MP bullet, 3.6mm lens, 40m hybrid light, microphone 12VDC | 940.392 | 495.9873 | Availability A
327800917 | DS-2CE12DF3T-LFS 2.8MM | 2.8mm |  | ColorVu 2MP bullet 2.8mm lens 40m hybrid-light 130dB WDR 12VDC | 1229.76 | 648.6076 | Availability B
327800918 | DS-2CE12DF3T-LFS 3.6MM | 3.6mm |  | ColorVu 2MP bullet 3.6mm lens 40m hybrid-light 130dB WDR 12VDC | 1456.56 | 768.2278 | Call for availability
5MP Turbo HD Hybrid-light ColorVu Analogue Bullet Cameras
327800895 | DS-2CE10KF0T-LPFS 2.8MM | 2.8mm |  | Eco-ColorVu 5MP plastic bullet 2.8mm lens 20m hybrid-light 12VDC | 985.296 | 519.6709 | Availability A
327801487 | DS-2CE12KF3TP-DLS 180 | 2.8mm |  | ColorVu 3K panoramic bullet, 40m hybrid-light, microphone, 12VDC **Requires HQHI/XT DVR** | 2257.728 | 1190.7848 | Availability A
5MP Turbo HD Hybrid-light Long Range ColorVu Analogue Bullet Cameras
327800899 | DS-2CE12KF0T-LFS 2.8MM | 2.8mm |  | ColorVu 5MP bullet 2.8mm lens 40m hybrid-light 12VDC | 1596.096 | 841.8228 | Call for availability
3K Panoramic Turbo Bullet
327801487 | DS-2CE12KF3TP-DLS 180 | 2.8mm |  | ColorVu 3K panoramic bullet, 40m hybrid-light, microphone, 12VDC **Requires HQHI/XT DVR** | 2257.728 | 1190.7848 | Availability A
1080p Turbo HD Hybrid-Light Analogue Dome Cameras
327800530 | DS-2CE76D0T-EXIPF(2.8MM)_C | 2.8mm |  | Hikvision Turbo HD 2MP plastic turret, 2.8mm lens, 20m IR, 12VDC | 346.128 | 182.557 | Availability A
300615438 | DS-2CE76D0T-LPFS 2.8MM | 2.8mm |  | Hikvision Turbo HD 2MP plastic turret 2.8mm lens 20m IR/20m white light microphone 12VDC | 505.752 | 266.7468 | Availability A
300615440 | DS-2CE76D0T-LMFS | 2.8mm |  | Hikvision Turbo HD 2MP hybrid light metal turret 2.8mm lens 20m IR/20m white light microphone 12VDC | 582.576 | 307.2658 | Availability A
5MP Fixed Lens Analogue Dome Cameras
300615453 | DS-2CE76K0T-LMFS 2.8MM | 2.4mm |  | Hikvision Turbo HD hybrid 5MP turret 2.8mm lens 20m hybrid IR/white light 12VDC | 751.248 | 396.2278 | Availability A
300615455 | DS-2CE78K0T-LFS 2.8MM | 2.8mm |  | Hikvision Turbo HD 5MP turret 2.8mm lens 40m hybrid IR/ 20M white light microphone 12VDC | 853.008 | 449.8987 | Availability A
Turbo HD ColorVu Analogue Dome Cameras
327800634 | DS-2CE70DF0T-LPFS 2.8MM | 2.8mm |  | Hybrid Eco-ColorVu 2MP plastic turret 2.8mm lens 20m IR/20m white light 12VDC | 649.848 | 342.7468 | Availability A
327800921 | DS-2CE70DF3T-LMFS 2.8MM | 2.8mm |  | ColorVu 2MP dome 2.8mm lens 20m hybrid-light 130dB WDR 12VDC | 1118.712 | 590.038 | Availability A
327800638 | DS-2CE72DF0T-LFS 2.8MM | 2.8mm |  | Eco-ColorVu 2MP turret 2.8mm lens 40m illumination microphone 12VDC | 810.504 | 427.481 | Availability A
3K Panoramic Turbo Dome
327801488 | DS-2CE72KF3TP-DLS 180 | Panoramic |  | ColorVu 3K panoramic dome, 40m hybrid-light, microphone, 12VDC **Requires HQHI/XT DVR** | 2394.816 | 1263.0886 | Availability A
Vari-focal Analogue Dome Cameras
300615361 | DS-2CE79D0T-VFIT3F 2.7-13.5MM | 2.7-13.5mm |  | Hikvision Turbo HD 2MP turret 2.7-13.5mm lens 40m IR 12VDC | 1231.32 | 649.4304 | Availability A
Turbo PTZ Cameras
327002582 | DS-2AE4225TI-D_C | 25x |  | Hikvision Turbo HD 2MP PTZ 25x optical zoom 100m IR 120dB WDR 12VDC | 7753.128 | 4089.2025 | Availability A
Analogue Microphone
CX-2301A | CX-2301A |  |  | Analogue noise-cancelling microphone | 844.2 | 445.2532 | Availability B
Turbo Digital Video Recorders
4-Channels
300229557 | DS-7104HGHI-M1 |  |  | Eco AcuSense 4ch 720p DVR 1 SATA 10TB Motion 2.0 false alarm filtering | 983.736 | 518.8481 | Availability A
300228930 | IDS-7104HQHI-M1/S |  |  | Eco 4ch 1080p DVR 1 SATA 10TB Motion 2.0 false alarm filtering | 1377.888 | 726.7342 | Availability A
8-Channels
300228097 | DS-7108HGHI-M1 |  |  | Eco AcuSense 8ch 720p DVR 1 SATA 10TB Motion 2.0 false alarm filtering | 1224.672 | 645.9241 | Availability A
300229559 | IDS-7108HQHI-M1/S |  |  | Eco AcuSense 8ch 1080p DVR 1 SATA 10TB Motion 2.0 false alarm filtering | 3260.736 | 1719.7975 | Call for availability
300229762 | IDS-7108HQHI-M1/T |  |  | Eco AcuSense 8ch 1080p DVR 1 SATA 10TB Motion 2.0 false alarm filtering | 2734.848 | 1442.4304 | Availability A
300228717 | IDS-7208HQHI-M1/XT |  |  | AcuSense 8ch 1080p DVR 1 SATA 12TB supports 2ch facial recognition or 4ch advanced perimeter VCA or 8ch Motion 2.0 | 3361.92 | 1773.1646 | Availability A
16-Channels
300229669 | DS-7116HGHI-M1 |  |  | Eco AcuSense 16ch 720p DVR 1 SATA 10TB Motion 2.0 false alarm filtering | 2266.464 | 1195.3924 | Availability A
300229764 | iDS-7116HQHI-M1/S |  |  | Eco AcuSense 16ch 1080p DVR 1 SATA 10TB Motion 2.0 false alarm filtering | 3751.464 | 1978.6203 | Availability A
300229764 | IDS-7116HQHI-M1/T |  |  | Eco AcuSense 16ch 1080p DVR 1 SATA 10TB Motion 2.0 false alarm filtering | 5353.776 | 2823.7215
300229282 | IDS-7216HQHI-M2/XT |  |  | AcuSense 16ch 1080p DVR 2 SATA 12TB supports 4ch facial recognition or 8ch advanced perimeter VCA or 16ch Motion 2.0 | 7017.456 | 3701.1899 | Availability A
32-Channels
300229177 | IDS-7232HQHI-M2/XT |  |  | AcuSense 32ch 1080p DVR 2 SATA up to 12TB supports 4ch facial recognition or 8ch advanced perimeter VCA or 32ch Motion 2.0 | 9713.328 | 5123.0633 | Availability A
300228295 | IDS-7332HQHI-M4/S |  |  | AcuSense 32ch 1080p DVR 4 SATA 10TB 4 audio input motion 2.0 false alarm filtering POS overlay support 16/4 alarm IO | 20369.808 | 10743.5696 | Call for availability
Analogue Keyboard
302600066 | DS-1005KI_C |  |  | USB PTZ controller | 5189.952 | 2737.3165 | Availability A
Network Cameras
Solar AOV Cameras
311319424 | DS-2CFS04/4G(2.8mm) | 2.8mm |  | Hikvision 4MP 4G solar AOV camera, microphone and Speaker, 8W Solar Panel and 9000mAh Battery **12month warranty on battery** | 3309.84 | 1745.6962 | Availability A
319300129 | DS-2CFSP4/4G-2.8mm | 2.8mm |  | Hikvision 4MP 4G solar AOV PT Camera, microphone and speaker, 8W Solar Panel and 9000mAh battery **12month warranty on battery** | 4079.304 | 2151.5316 | Availability A
319300131 | DS-2CFSP8-D/4G-2.8MM+4MM | 2.8mm + 4mm |  | Hikvision 4MP+4MP 4G solar AOV dual-lens PT Camera, microphone and speaker, 8W Solar Panel and 9000mAh battery **12month warranty on battery** | 5518.248 | 2910.4684 | Availability A
Short Range Economical Network Bullet Cameras: 30m IR
311315990 | DS-2CD1023G0E-I 2.8MM | 2.8mm |  | Eco 2MP bullet 2.8mm lens 30m IR DWDR 12VDC/POE | 1683.648 | 888 | Availability A
311336848 | DS-2CD2021G0-LIU 2.8MM | 2.8mm |  | Eco 2MP bullet 2.8mm lens 30m hybrid-light 120dB WDR **motion detection VCA only** 12VDC/POE | 2082.216 | 1098.2152 | Availability A
311336863 | DS-2CD2021G0-LIU 4MM | 4mm |  | Eco 2MP bullet 4mm lens 30m hybrid-light 120dB WDR **motion detection VCA only** 12VDC/POE | 2251.68 | 1187.5949 | Availability A
311336864 | DS-2CD2041G0-LIU 2.8MM | 2.8mm |  | Eco 4MP bullet 2.8mm lens 30m IR microphone12VDC/POE | 2248.272 | 1185.7975 | Availability A
311336865 | DS-2CD2041G0-LIU 4MM | 4mm |  | Eco 4MP bullet 4mm lens 30m IR microphone12VDC/POE | 2320.536 | 1223.9114 | Availability A
AcuSense Short Range Network Bullet Cameras: 40m IR
311324123 | DS-2CD2046G2H-I 2.8MM | 2.8mm |  | AcuSense 4MP bullet 2.8mm lens 40m IR 120dB WDR F1.0 lens 12VDC/POE | 3528.6 | 1861.0759 | Availability A
311324125 | DS-2CD2046G2H-I 4MM | 4mm | \ | AcuSense 4MP bullet 4mm lens 40m IR 120dB WDR F1.0 lens 12VDC/POE | 4856.832 | 2561.6203 | Call for availability
311327168 | DS-2CD2046G2H-I2U/SL 2.8MM | 2.8mm |  | AcuSense 4MP bullet 2.8mm lens 40m IR 120dB WDR dual-microphone built-in strobe-light & siren 12VDC/POE | 3890.88 | 2052.1519 | Availability A
311324681 | DS-2CD2086G2H-I 2.8MM | 2.8mm |  | AcuSense 8MP bullet 2.8mm lens 40m IR 120dB WDR 12VDC/POE | 5231.232 | 2759.0886 | Availability A
311333196 | DS-2CD20166G3-IUY/SL | 2.8mm |  | Hikvision 16MP AcuSense bullet, 2.8mm lens, 40m IR, 130dB WDR, strobe-light & siren, microphone, 12VDC, POE | 8417.304 | 4439.5063 | Availability A
60M IR Long Range AcuSense bullets
311324143 | DS-2CD2T46G2H-2I 2.8MM | 2.8mm |  | AcuSense 4MP bullet 2.8mm lens 60m IR 120dB WDR F1.0 lens 12VDC/POE | 5765.04 | 3040.6329 | Call for availability
311324145 | DS-2CD2T46G2H-2I 4MM | 4mm |  | AcuSense 4MP bullet 4mm lens 60m IR 120dB WDR F1.0 lens 12VDC/POE | 4318.224 | 2277.5443 | Availability A
311327134 | DS-2CD2T46G2-ISU/SL_C | 6mm |  | AcuSense 4MP bullet 6mm lens 60m IR 120dB WDR microphone 1 audio/ 1 alarm I/O built-in strobe-light & siren 12VDC/POE | 4412.4 | 2327.2152 | Availability A
311327133 | DS-2CD2T46G2H-IS2U/SL(2.8mm) | 2.8mm |  | AcuSense 4MP bullet 2.8mm lens 60m IR 120dB WDR F1.0 lens arrayed microphones built-in strobe-light & siren 12VDC/POE | 5759.232 | 3037.5696 | Availability A
311327134 | DS-2CD2T46G2H-IS2U/SL(4mm) | 4mm |  | AcuSense 4MP bullet 4mm lens 60m IR 120dB WDR F1.0 lens arrayed microphones built-in strobe-light & siren 12VDC/POE | 4776.168 | 2519.0759 | Availability A
80M IR Long Range AcuSense bullets
311319779 | DS-2CD2T26G2-4I (6MM)_C | 6mm |  | AcuSense 2MP bullet 6mm lens 80m IR 120dB WDR 12VDC/POE | 3916.248 | 2065.5316 | Availability A
311315144 | DS-2CD2T46G2-4I 6MM_C | 6mm |  | AcuSense 4MP bullet 6mm lens 80m IR 120dB WDR 12VDC/POE | 4186.512 | 2208.0759 | Availability A
311324147 | DS-2CD2T46G2H-4I 2.8MM | 2.8mm |  | AcuSense 4MP bullet 4mm lens 80m IR 120dB WDR F1.0 lens 12VDC/POE | 4382.976 | 2311.6962 | Availability A
311324149 | DS-2CD2T46G2H-4I 4MM | 4mm |  | AcuSense 4MP bullet 4mm lens 80m IR 120dB WDR F1.0 lens 12VDC/POE | 4678.536 | 2467.5823 | Availability A
Large Model AI bullet
311334943 | iDS-2CD7T46G2/VX3-IHSY(4/12/25mm)O-STD | 4-12-25mm |  | Hikvision Guanlan triple-lens camera, 4/12/25mm lenses, 120m IR, Guanlan analytics, 12VDC/POE | 20650.896 | 10891.8228 | Availability A
AcuSense Panoramic
311320496 | DS-2CD2T46G2P-ISU/SL 2.8MM | Panoramic |  | AcuSense 4MP bullet 2.8mm lens 40m illumination 120dB WDR microphone 2 audio/ 1 alarm I/O built-in strobe-light & siren 12VDC/POE | 5600.856 | 2954.038 | Call for availability
Poly Anti-Corrosion ColorVu Network Bullet Camera: 40m White Light
311325204 | DS-2XC6047G0-LS 2.8mm | 2.8mm |  | Hikvision 4MP ColorVu anti-corrosion poly-carbonate camera 40m illumination HEOP support 1 audio & alarm IO 9-36VDC/POE | 6288.912 | 3316.9367 | Availability A
Short Range ColorVu Network Bullet Cameras: 40m White Light
311323629 | DS-2CD2047G2H-LI 2.8MM | 2.8mm |  | ColorVu 4MP bullet 2.8mm lens 40m hybrid-light 130dB WDR 12VDC/POE | 3945.6 | 2081.0127 | Availability A
311323630 | DS-2CD2047G2H-LI 4MM | 4mm |  | ColorVu 4MP bullet 4mm lens 40m hybrid-light 130dB WDR 12VDC/POE | 3931.536 | 2073.5949 | Availability A
311328156 | DS-2CD2047G3-LIY 2.8MM | 2.8mm |  | ColorVu 4MP bullet 2.8mm lens 40m hybrid- light 130dB WDR 12VDC/POE | 5684.256 | 2998.0253 | Call for availability
311328157 | DS-2CD2047G3-LIY 4MM | 4mm |  | ColorVu 4MP bullet 4mm lens 40m hybrid-light 130dB WDR 12VDC/POE | 4352.808 | 2295.7848 | Availability A
311328154 | DS-2CD2047G3-LI2UY-2.8MM | 2.8mm |  | ColorVu 4MP bullet, 2.8mm lens, 40m hybrid- light, 130dB WDR, array microphone, 12VDC/POE | 5862.96 | 3092.2785 | Call for availability
311328155 | DS-2CD2047G3-LI2UY-4MM | 4mm |  | ColorVu 4MP bullet, 4mm lens, 40m hybrid- light, 130dB WDR, array microphon, 12VDC/POE | 4964.64 | 2618.481 | Availability A
311328158 | DS-2CD2047G3-LI2UY/SL-2.8MM | 2.8mm |  | ColorVu 4MP bullet, 2.8mm lens, 40m hybrid- light, 130dB WDR, array microphone, strobe-light & siren, 12VDC/POE | 5453.4 | 2876.2658 | Availability A
311328172 | DS-2CD2087G3-LIY 2.8MM | 2.8mm |  | ColorVu 8MP bullet 2.8mm lens 40m IR 120dB WDR 12VDC/POE | 6099.048 | 3216.7975 | Availability A
Long-Range ColorVu Network Bullet Cameras: 60m White Light
311323650 | DS-2CD2T47G2H-LI 2.8MM | 2.8mm |  | Hybrid ColorVu 4MP bullet 2.8mm lens 60m hybrid IR/white light 130dB WDR 12VDC/POE | 5464.992 | 2882.3797 | Availability A
311323651 | DS-2CD2T47G2H-LI 4MM | 4mm |  | Hybrid ColorVu 4MP bullet 4mm lens 60m hybrid IR/white light 130dB WDR 12VDC/POE | 5538.96 | 2921.3924 | Availability A
311328133 | DS-2CD2T47G3-LIY 2.8MM | 2.8mm |  | ColorVu 4MP bullet, 2.8mm lens, 60m hybrid-light, 130dB WDR, 12VDC/POE | 5963.64 | 3145.3797 | Availability A
311328134 | DS-2CD2T47G3-LIY 4MM | 4mm |  | ColorVu 4MP bullet, 4mm lens, 60m hybrid-light, 130dB WDR, 12VDC/POE | 5722.68 | 3018.2911 | Availability A
311328135 | DS-2CD2T47G3-LIS2UY/SL-2.8mm | 2.8mm |  | Hikvision ColorVu 4MP bullet, 2.8mm lens, 60m hybrid-light, 130dB WDR,dual-microphone, strobe-light & siren, 12VDC/POE | 6782.256 | 3577.1392 | Availability A
311328136 | DS-2CD2T47G3-LIS2UY/SL 4mm | 4mm |  | Hikvision ColorVu 4MP bullet, 4mm lens, 60m hybrid-light, 130dB WDR,dual-microphone, strobe-light & siren, 12VDC/POE | 6629.64 | 3496.6456 | Availability A
ColorVu Panoramic
311334607 | DS-2CD2387G2P-LSU/SL | Panoramic |  | ColorVu 8MP turret 4mm lens 30m illumination 130dB WDR microphone 1 audio/ 1 alarm I/O built-in strobe-light & siren 12VDC/POE | 7427.568 | 3917.4937 | Availability A
311334576 | DS-2CD2T87G2P-LSU/SL(C) | Panoramic |  | ColorVu 8MP bullet 4mm lens 40m illumination 130dB WDR microphone 1 audio/ 1 alarm I/O built-in strobe-light & siren 12VDC/POE | 8887.728 | 4687.6203 | Availability A
311334611 | DS-2CD23167G3P-LIS2UY/SL | Panoramic |  | Hikvision 16MP ColorVu turret ,180° panoramic lenses, 40m illumination, 130dB WDR , microphone, 1 audio/ 1 alarm IO, strobe-light & siren, 12VDC, POE | 12328.128 | 6502.1772 | Call for availability
311334582 | DS-2CD2T167G3P-LIS2UY/SL | Panoramic |  | Hikvision 16MP ColorVu bullet ,180° panoramic lenses, 40m illumination, 130dB WDR , microphone, 1 audio/ 1 alarm IO, strobe-light & siren, 12VDC, POE | 14078.448 | 7425.3418 | Availability A
Vari-focal Network Bullet Cameras
311336871 | DS-2CD2641G0-LIZSU(2.8-12mm) | 2.8-12mm |  | Eco 4MP VF bullet 2.8mm-12mm lens 50m IR microphone 12VDC/POE | 4560.816 | 2405.4937 | Availability A
311319878 | DS-2CD2626G2-IZS (2.8-12)_C | 2.8-12mm |  | AcuSense 2MP bullet 2.8-12mm lens 60m IR 120dB WDR 1 audio/ 1 alarm I/O 12VDC/POE | 6598.704 | 3480.3291 | Availability A
311324880 | DS-2CD2646G2HT-IZS(2.8-12mm) | 2.8-12mm |  | AcuSense 4MP bullet 2.8-12mm lens up to 60m IR 120dB WDR 1 audio/ 1 alarm I/O 12VDC/POE | 8683.68 | 4580 | Availability B
ANPR cameras
311327495 | iDS-2CD7A46G2/P-IZHS 2.8-12MM | 2.8-12mm |  | ANPR 4MP bullet, 2.8-12mm lens, 50m IR, 140dB WDR, 12VDC/POE | 15432.192 | 8139.3418 | Call for availability
311334560 | IDS-2CD7A46G2/P-IZHS(8-32MM)(O-STD) | 8-32mm |  | ANPR 4MP bullet 8-32mm lens, 100m IR, 140dB WDR, 12VDC/POE | 16014.912 | 8446.6835 | Availability A
311328235 | IDS-2CD7A46G2/P-IZHSY 6-132MM | 6-132mm |  | ANPR 4MP bullet 6-132mm lens 200m IR 140dB WDR 2 alarm I/O 12VDC/POE | 23087.664 | 12177.038 | Availability A
300905025 | iDS-TCM403-BI(G)/POE/1050 | 10-50mm |  | Intelligent Traffic series ANPR 4MP bullet 10-50mm lens 50m IR 140dB WDR 12VDC/POE Smart Traffic Analytics supported: Traffic flow detection?Average speed, traffic flow, queuing length, and traffic status Incident detection: congestion, stopped vehicle, lane change, wrong-way driving, speeding, low-speed driving | 15772.08 | 8318.6076 | Availability A
Fixed Dome Network Cameras
311325041 | DS-2CD2346G2H-IU 2.8MM | 2.8mm |  | AcuSense 4MP turret 2.8mm lens 40m IR 120dB WDR F1.0 lens microphone 12VDC/POE | 5456.592 | 2877.9494 | Call for availability
311327127 | DS-2CD2346G2H-IS2U/SL 2.8MM | 2.8mm |  | AcuSense 4MP turret, 2.8mm lens, 30m IR, 120dB WDR, array-microphones, built-in strobe-light & siren, 12VDC/POE | 4608.048 | 2430.4051 | Availability A
311324131 | DS-2CD2146G2H-I 2.8MM | 2.8mm |  | AcuSense 4MP dome 2.8mm lens 30m IR 120dB WDR F1.0 lens 12VDC/POE | 3465.264 | 1827.6709 | Availability A
311324127 | DS-2CD2146G2H-ISU 2.8MM | 2.8mm |  | AcuSense 4MP dome 2.8mm lens 30m IR 120dB WDR F1.0 lens microphone 2 audio/ 1 alarm I/O 12VDC/POE | 3845.4 | 2028.1646 | Availability A
311324129 | DS-2CD2146G2H-ISU 4MM | 4mm |  | AcuSense 4MP dome 4mm lens 30m IR 120dB WDR F1.0 lens microphone 2 audio/ 1 alarm I/O 12VDC/POE | 4022.496 | 2121.5696 | Availability B
311324681 | DS-2CD2186G2H-ISU 2.8MM | 2.8mm |  | AcuSense 8MP dome F1.0 2.8mm lens30m IR 120dB WDR microphone 1 audio/ 1 alarm I/O 12VDC/POE | 5965.128 | 3146.1646 | Availability A
311333069 | DS-2CD23166G3-I2UY 2.8MM | 2.8mm |  | Hikvision 16MP AcuSense turret, 2.8mm lens, 30m IR, 130dB WDR, array microphone, 12VDC, POE | 10281.6 | 5422.7848 | Availability A
Fixed Mini Dome Network Camera
311316904 | DS-2CD2546G2-IS(2.8MM)_C | 2.8mm |  | AcuSense 4MP dome 2.8mm lens 10m IR 120dB WDR microphone 2 audio/ 1 alarm I/O 12VDC/POE | 5099.736 | 2689.7342 | Availability A
ColorVu Network Dome Cameras
311328238 | DS-2CD2147G3-LIS2UY 2.8MM | 2.8mm |  | ColorVu 4MP dome, 2.8mm lens, 30m hybrid-light, 130dB WDR, array-microphone, alarm & audio IO, 12VDC/POE | 5278.704 | 2784.1266 | Availability A
311328254 | DS-2CD2187G3-LIS2UY 2.8MM | 2.8mm |  | ColorVu 8MP dome,2.8mm lens,30m hybrid-light, 130dB WDR, array-microphone, alarm & audio IO, 12VDC/POE | 6865.44 | 3621.0127 | Availability A
311323593 | DS-2CD2347G2H-LI 2.8MM | 2.8mm |  | ColorVu 4MP turret 2.8mm lens 40m hybrid-light 130dB WDR 12VDC/POE | 6120 | 3227.8481 | Call for availability
311323589 | DS-2CD2347G2H-LIU 2.8MM | 2.8mm |  | Hybrid ColorVu 4MP turret 2.8mm lens 40m hybrid IR/white light 130dB WDR microphone 12VDC/POE | 4567.176 | 2408.8481 | Availability A
311323938 | DS-2CD2347G2H-LISU/SL 2.8MM | 2.8mm |  | ColorVu 4MP turret 2.8mm lens 30m hybrid-light 130dB WDR microphone 1 audio/ 1 alarm I/O built-in strobe-light & siren 12VDC/POE | 4952.376 | 2612.0127 | Availability A
311328186 | DS-2CD2347G3-LI2UY (2.8mm) | 2.8mm |  | ColorVu 4MP turret, 2.8mm lens, 30m hybrid-light, 130dB WDR, array-microphone, 12VDC/POE | 5659.056 | 2984.7342 | Availability A
311328187 | DS-2CD2347G3-LI2UY (4mm) | 4mm |  | ColorVu 4MP turret, 4mm lens, 30m hybrid-light, 130dB WDR, array-microphone, 12VDC/POE | 5365.224 | 2829.7595 | Availability A
311328188 | DS-2CD2347G3-LIS2UY/SL (2.8mm) | 2.8mm |  | ColorVu 4MP turret, 2.8mm lens, 30m hybrid-light, 130dB WDR, array-microphone, strobe-light & siren, 12VDC/POE | 6058.848 | 3195.5949 | Availability A
311328204 | DS-2CD2387G3-LIS2UY/SL2.8mm | 2.8mm |  | ColorVu 8MP turret, 2.8mm lens, 30m hybrid-light, 130dB WDR, array microphone, alarm & audio IO, strobe-light & siren, 12VDC/POE | 8817.696 | 4650.6835 | Call for availability
Economical Fixed Network Dome Cameras
311326394 | DS-2CD1123G0E-I 2.8MM | 2.8mm |  | Eco 2MP dome 2.8mm lens 30m IR DWDR 12VDC/POE | 1696.2 | 894.6203 | Availability A
311336866 | DS-2CD2121G0-LIU 2.8MM | 2.8mm |  | Eco 2MP dome, 2.8mm lens, 30m hybrid-light, MD 2.0 with firmware update, microphone, 12VDC/POE | 2084.736 | 1099.5443 | Availability A
311336868 | DS-2CD2141G0-LIU 2.8MM | 2.8mm |  | Eco 4MP dome 2.8mm lens 30m hybrid IR/white light microphone 12VDC/POE | 2249.736 | 1186.5696 | Availability A
311336869 | DS-2CD2141G0-LIU (4mm) | 4mm |  | Eco 4MP dome, 4mm lens, 30m hybrid-light,MD 2.0 with firmware update, microphone, 12VDC/POE | 3111.408 | 1641.038 | Call for availability
Vari-focal Network Dome Cameras
311336873 | DS-2CD2741G0-LIZSU 2.8-12mm | 2.8-12mm |  | Eco 4MP VF dome 2.8mm-12mm lens 50m IR microphone 12VDC/POE | 4832.448 | 2548.7595 | Availability A
311319869 | DS-2CD2726G2-IZS_C | 2.8-12mm |  | AcuSense 2MP dome 2.8-12mm lens 40m IR 120dB WDR 12VDC/POE | 6002.448 | 3165.8481 | Availability A
311327031 | DS-2CD2746G2H-IPTRZS 2.8-12mm | 2.8-12mm |  | AcuSense 4MP Pan/Tilt/Rotate dome 2.8-12mm lens 40m IR 120dB WDR 12VDC/POE | 7129.512 | 3760.2911 | Availability A
Network Fisheye Cameras
311320871 | DS-2CD3956G2-ISU(1.05mm) | 1.05mm |  | Hikvision 5 MP AcuSense Fisheye Network Camera 1.05mm | 6055.056 | 3193.5949 | Availability A
311324116 | DS-2CD6365G1-IVS 1.16MM | 1.16mm |  | 6MP fisheye camera 15m IR intersection/heatmap/people counting VCA 12VDC/POE | 16161.504 | 8524 | Availability A
Network Covert Cameras
311318328 | DS-2CD2D25G1-D/NF | 3.7mm (Fixed lens) |  | 2MP pinhole 3.7mm lens 120dB WDR 1 audio I/O 12VDC ONLY | 3684.24 | 1943.1646 | Call for availability
311318352 | DS-2CD6425G1-20 (3.7MM) | 3.7mm (Fixed lens) |  | Special series 2MP pinhole 3.7mm lens 120dB WDR 1 audio/ 1 alarm I/O 12VDC/POE - 8m cable | 8206.368 | 4328.2532 | Availability A
Commercial Dashcam
307900723 | AE-DI5052-G40 Pro | Indoor |  | Hikvision commercial dashcam, 2ch-default expandable to 5ch, 4G, GPS, driver monitoring & authentication, connects to HikCentral | 11911.2 | 6282.2785 | Availability A
| AE-VC143T-ITS | Indoor |  | 720p indoor analogue camera | 1764 | 930.3797 | Call for availability
| AE-VC153T-IT | Outdoor (Rear) |  | 720p outdoor analogue camera, 15m IR, rear install | 1764 | 930.3797 | Call for availability
| AE-VC124T-IT | Outdoor (Side) |  | 720p outdoor analogue camera, 10m IR, side install | 1764 | 930.3797 | Call for availability
Commercial Dashcam Accessories
309500741 | AE-IFC00 |  |  | Alarm button for G40 Pro | 330.48 | 174.3038 | Call for availability
309501893 | AE-MC0708-5.5C01 |  |  | 5.5m camera extension cable | 401.423 | 211.721 | Call for availability
309501894 | AE-MC0708-8C01 |  |  | 8m camera extension cable | 543.5784 | 286.6975 | Call for availability
309500796 | AE-MC0108-0.3 |  |  | G40 Pro camera adapter cable (1 required per additional camera) | 315.792 | 166.557 | Call for availability
Consumer Dashcam
309501639 | AE-DC2018-K2 |  |  | 2MP dashcam built-in mic WiFi managed through HikDashcam app | 1317.024 | 694.6329 | Call for availability
309501640 | AE-DC4328-K5(2CH) |  |  | 2-ch dashcam, 2K front sensor, 2MP rear sensor, 3" touchscreen,G-sensor | 3512.88 | 1852.7848 | Call for availability
Economical PT camera
327001363 | DS-2DE2C200MWG-E 2.8MM | 2.8mm |  | 2MP 2.8mm PT camera 30m hybrid-light auto-track lite microphone+speaker motion 2.0 VCA 12VDC/POE - No adapter included** | 1864.056 | 983.1519 | Availability A
327001470 | DS-2DE2C200IWG/W(2.8mm)(W)(O-STD)/EU | 2.8mm |  | 2MP 2.8mm WiFI PT camera 30m hybrid-light auto-track lite microphone+speaker motion 2.0 VCA **12VDC ONLY - No adapter included** | 2142 | 1129.7468 | Availability A
327001367 | DS-2DE2C400MWG-E 2.8MM | 2.8mm |  | 4MP 2.8mm PT camera 30m hybrid-light auto-track lite microphone+speaker motion 2.0 VCA 12VDC/POE - No adapter included** | 1726.392 | 910.5443 | Availability A
327001473 | DS-2DE2C400IWG/W | 2.8mm |  | 4MP 2.8mm WiFI PT camera 30m hybrid-light auto-track lite microphone+speaker motion 2.0 VCA **12VDC ONLY - No adapter included** | 2134.656 | 1125.8734 | Call for availability
Outdoor Pro-Series PTZ
327002516 | DS-2DE4225IW-DE(T5)_C | 25x |  | 2MP PTZ 25x optical zoom 100m IR AcuSense VCA 120dB WDR 12VDC/POE+ | 12191.16 | 6429.9367 | Availability A
327002975 | DS-2DE5425IWG1-E | 25x |  | 4MP PTZ 25x optical zoom 150m IR AcuSense VCA 120dB WDR 24VAC/POE+ | 13118.952 | 6919.2785 | Availability A
TandemVu PTZ
327000906 | DS-2SE4C225MWG-E (12F0) | 25x |  | TandemVu 2MP PTZ 25x optical zoom 100m IR 120dB WDR 2MP ColorVu bullet 30m white-light 12VDC/POE+ | 12331.032 | 6503.7089 | Availability A
327002025 | DS-2SE4C425MWG-E(14F0) | 25x |  | TandemVu 4MP PTZ 25x optical zoom 100m IR 120dB WDR 4MP ColorVu bullet channel with 30m illumination 12VDC/POE+ | 13080.192 | 6898.8354 | Availability A
327001127 | DS-2SE7C425MWG-EB/26(F0) | 25x |  | TandemVu 4MP PTZ 25x optical zoom 6MP panoramic channel 200m IR Smart tracking built-in strobe-light & siren 24VAC/Hi-POE | 22512.168 | 11873.5063 | Availability A
Outdoor Ultra-Series IR PTZ
327002072 | DS-2DF8425IXG1-ELW | 25x |  | Ultra Series 4MP PTZ, 25x optical zoom, 400m IR, 140dB WDR, Smart tracking, Perimeter protection VCA, 24VAC/Hi-POE | 47249.376 | 24920.557 | Availability A
327001721 | DS-2DF8C442IXG1-EL | 42x |  | Ultra Series 4MP PTZ 42x optical zoom 400m IR 140dB WDR Smart tracking Perimeter protection VCA 24VAC/Hi-POE | 50362.608 | 26562.557 | Availability A
POW-302A | POW-302A |  |  | 7A 24VAC PSU for Hikvision 24VAC-36VAC PTZ models | 876 | 462.0253 | Availability B
TandemVu Ultra-Series IR PTZ
327001885 | DS-2SF8C425MXG1-ELW/14 F1 | 25x |  | TandemVu 4MP PTZ 25x optical zoom 4MP panoramic channel 300m IR Smart tracking built-in strobe-light & siren 24VAC/Hi-POE | 65087.424 | 34328.8101 | Call for availability
327001887 | DS-2SF8C442MXG1-ELW/26(F0) | 42x |  | TandemVu 4MP PTZ 25x optical zoom, 4MP panoramic channel, 300m IR, Smart tracking built-in strobe-light & siren 24VAC/Hi-POE | 62644.176 | 33040.1772 | Availability A
Thermal Cameras
Heatpro thermal cameras
305402127 | DS-2TD2608-2/QA | 2mm |  | Heatpro bi-spectrum bullet 2mm thermal lens 6mm optical lens up to 30m IR AcuSense VCA 12VDC/POE | 7540.056 | 3976.8228 | Availability A
305401565 | DS-2TD1228-3/QA | 3mm |  | Heatpro bi-spectrum dome, 3mm thermal lens, 4mm optical lens, 15m IR, 12VDC/POE | 13737.24 | 7245.3797 | Availability A
305401573 | DS-2TD2628-3/QA_C | 3mm |  | Heatpro bi-spectrum bullet 3mm thermal lens 4mm optical lens up to 30m IR Perimeter protection VCA Fire detection VCA 12VDC/24VAC/POE | 12810.024 | 6756.3418 | Availability A
305402128 | DS-2TD2628-7/QA_C | 7mm |  | Bi-spectrum thermal bullet 7mm thermal + 4MP 4mm optical 30m IR perimeter protection VCA Fire detection VCA 12VDC/24VAC/POE | 14352.624 | 7569.9494 | Call for availability
305403152 | HM-TD2628-7/G1/T3A | 7mm |  | Hikvision dual-lens Guanlan thermal, 7mm thermal lens, 8mm optical lens, Guanlan AI analytics, 60m hybrid-light, 12VDC/POE | 16411.392 | 8655.7975 | Call for availability
305401575 | DS-2TD2628-10/QA_C | 10mm |  | Heatpro bi-spectrum bullet 10mm thermal lens 8mm optical lens up to 30m IR Perimeter protection VCA Fire detection VCA 12VDC/24VAC/POE | 14168.544 | 7472.8608 | Availability A
305403160 | HM-TD2628-10/G1-T3A | 10mm |  | Hikvision dual-lens Guanlan thermal, 10mm thermal lens, 12mm optical lens, Guanlan AI analytics, 80m hybrid-light, 12VDC/POE | 17383.248 | 9168.3797 | Call for availability
Pro-series thermal bullet
305401996 | DS-2TD2138-15/QY_C | 15mm |  | Thermal bullet 15mm lens Perimeter protection VCA Fire detection VCA 12VDC/24VAC/POE | 58549.776 | 30880.6835 | Availability A
305402547 | HM-TD2638-25/G0/T1Y | 25mm |  | Dual lens thermal bullet, 25mm thermal lens, 12mm optical lens,100m IR, 12VDC/24VAC/POE | 83143.176 | 43851.8861 | Availability B
305401818 | DS-2TD2637-15/QY | 15mm |  | Bi-spectrum thermal bullet 15mm thermal + 4MP 6mm optical 50m IR perimeter protection VCA Fire detection VCA 12VDC/24VAC/POE | 74772.24 | 39436.8354 | Call for availability
Guanlan Bi-Spectrum thermal bullet
305403173 | HM-TD2638-15/G1/T3Y |  |  | Dual lens thermal bullet, 15mm thermal lens, 8mm optical lens,75m IR, Guanlan analytics , 12VDC/24VAC/POE | 80611.488 | 42516.6076 | Availability A
305403174 | HM-TD2638-25/G1/T3Y |  |  | Dual lens thermal bullet, 25mm thermal lens, 12mm optical lens,100m IR, Guanlan analytics , 12VDC/24VAC/POE | 97545.6 | 51448.1013 | Availability A
305403175 | HM-TD2638-35/G1/T3Y |  |  | Dual lens thermal bullet, 35mm thermal lens, 12mm optical lens,100m IR, Guanlan analytics , 12VDC/24VAC/POE | 99942.672 | 52712.3797 | Availability A
Bi-Spectrum PTZ's
305402503 | DS-2TD4137-25/WY | 25mm |  | Thermal bi-spectrum PTZ 25mm Thermal lens 2MP 25x optical module Perimeter protection VCA Fire detection VCA Smart tracking Anti-Corrosion coating 24VAC/36-48VDC/Hi-POE | 141695.304 | 74733.8101 | Availability A
305402500 | HM-TD4137-50/WY | 50mm |  | Thermal bi-spectrum PTZ 50mm Thermal lens 4MP 40x optical module Perimeter protection VCA Fire detection VCA Smart tracking Anti-Corrosion coating 24VAC/36-48VDC/Hi-POE | 172478.544 | 90969.6962 | Availability A
POW-302A | POW-302A |  |  | 7A 24VAC PSU for Hikvision 24VAC-36VAC PTZ models | 876 | 462.0253 | Availability B
Fire Detection Thermal
Short-range fire & temperature detection thermal **No video analytics**
305402279 | DS-2TD2608-2/QA/FP | 2mm |  | Heatpro-Lite fire detection bi-spectrum bullet 2mm thermal lens 6mm optical lens fire detection VCA **No security analytics** 12VDC/POE | 7402.584 | 3904.3165 | Availability A
Solar Cameras
Solar Caddy-100S-BR | Solar Caddy-100S-BR |  |  | Generation 2 - Complete Solar Kit - 230W Panel, 20A MPPT Charge Controller SLA/LiPo compatible, Stainless Steel and Powder Coated Cabinet including all brackets and mounting equipment - excludes mounting pole (Excluding Battery - Supports 1 X LFP-Xtreme 100 or 1 x EPS12100DC GEL ) | 15536.88 | 8194.557 | Availability A
SolarCaddy-200S-BR | SolarCaddy-200S-BR |  |  | Generation 2 - Complete Solar Kit - 2x 230W Panels, 30A MPPT Charge Controller SLA/LiPo compatible, Stainless Steel and Powder Coated Cabinet including all brackets and mounting equipment - excludes mounting pole (Excluding Battery - Supports 2 X LFP-Xtreme 100 or 1 x LFP-Xtreme 200 ) | 22800 | 12025.3165 | Availability A
Network Video Recorders (NVR's)
4-Channel NVR's
303618110 | DS-7104NI-Q1_C |  |  | Eco 4ch NVR 1 SATA 6TB up to 4MP recording | 2058.768 | 1085.8481 | Call for availability
303618112 | DS-7104NI-Q1/4P_C |  |  | Eco 4ch POE NVR 1 SATA 6TB up to 4MP recording 4 POE ports | 2751 | 1450.9494 | Availability B
8-Channel NVR's
303618111 | DS-7108NI-Q1_C |  |  | Eco 8ch NVR 1 SATA 10TB up to 4MP recording | 1838.208 | 969.519 | Availability A
303618107 | DS-7108NI-Q1/8P_C |  |  | Eco 8ch POE NVR 1 SATA 6TB up to 4MP recording 8 POE ports | 3706.2 | 1954.7468 | Availability A
303623305 | DS-7608NXI-K2 |  |  | Pro series 8ch NVR 2 SATA 10TB up to 8MP recording 1ch facial recognition/4ch face capture 4/1 alarm IO | 3960.624 | 2088.9367 | Availability A
303623287 | DS-7608NXI-K2/8P |  |  | Pro series 8ch POE NVR 2 SATA 10TB up to 8MP recording 8 POE ports 1ch facial recognition/4ch face capture 4/1 alarm IO | 6383.256 | 3366.6962 | Availability B
16-Channel NVR's
303623307 | DS-7616NXI-K2 |  |  | Pro series 16ch NVR 2 SATA 10TB up to 8MP recording 1ch facial recognition/4ch face capture 4/1 alarm IO | 4383.192 | 2311.8101 | Availability A
303621208 | DS-7616NXI-K2/16P |  |  | Pro series 16ch POE NVR 2 SATA 10TB up to 8MP recording 1ch facial recognition/4ch face capture 16 POE ports 4/1 alarm IO | 8643.768 | 4558.9494 | Availability A
303623309 | DS-7632NXI-K2 |  |  | Hikvision 32ch NVR, 2 SATA up to 16TB, 4/1 alarm IO | 10811.592 | 5702.3165 | Availability A
303618603 | DS-7716NXI-I4/S_C |  |  | AcuSense 16ch NVR 4 SATA 10TB up to 12MP recording 16/8 alarm IO | 18876.528 | 9955.9747 | Call for availability
303618604 | DS-7716NXI-I4/16P/S_C |  |  | AcuSense 16ch NVR 4 SATA 10TB up to 12MP recording POS & IOT overlay 16/8 alarm IO | 18678.576 | 9851.5696 | Availability A
32-Channel NVR's
303618605 | DS-7732NXI-I4/S_C |  |  | AcuSense 32ch NVR 4 SATA 10TB up to 12MP recording POS & IOT overlay 16/8 alarm IO | 16650.384 | 8781.8481 | Availability A
303618606 | DS-7732NXI-I4/16P/S_C |  |  | AcuSense32ch POE NVR 4 SATA 10TB up to 12MP recording POS & IOT overlay 16/8 alarm IO | 22611.504 | 11925.8987 | Availability A
303619113 | DS-9632NXI-I8/S(C)_C |  |  | AcuSense 32ch NVR 8 SATA 10TB up to 12MP recording POS & IOT overlay 16/8 alarm IO | 39127.416 | 20636.8228 | Availability B
303616604 | DS-9632NI-M16 |  |  | Ultra Series 32ch NVR 16 SATA 16TB POS & IOT overlay 16/8 alarm IO | 49027.56 | 25858.4177 | Availability A
32-Channel facial recognition NVR
303617099 | iDS-9632NXI-M8/X |  |  | DeepinMind Facial Recognition 32ch NVR 8 SATA 16TB up to 12MP recording POS & IOT overlay 16/8 alarm IO | 64186.176 | 33853.4684 | Availability A
64-Channel NVR's
303617484 | DS-7764NI-M4 |  |  | Pro series 64ch NVR 4 SATA 16TB POS & IOT overlay 16/9 alarm IO | 40829.304 | 21534.443 | Availability A
303619116 | DS-9664NXI-I8/S(C)_C |  |  | AcuSense 64ch NVR 8 SATA 10TB up to 12MP recording POS & IOT overlay 16/8 alarm IO | 45473.688 | 23984.0127 | Availability A
303616606 | DS-9664NI-M16 |  |  | Ultra Series 64ch NVR 16 SATA 16TB POS & IOT overlay 16/8 alarm IO | 77947.608 | 41111.6076 | Availability A
Large model NVS - Advanced perimiter detection & behaviour analysis analytics servers
303620603 | iDS-6704NXI-S/T(STD) |  |  | Hikvision 4-ch DeepinMind AI NVS, advanced perimeter analytics, 1TB HDD installed | 44551.152 | 23497.443 | Call for availability
345600031 | iDS-6716NXI-M1/AF-2T |  |  | Hikvision 16-ch DeepinMind AI NVS, advanced AI algorithms | 89839.152 | 47383.519 | Call for availability
345600033 | iDS-6732NXI-M1/AF-2T |  |  | Hikvision 32-ch DeepinMind AI NVS, advanced AI algorithms | 122512.608 | 64616.3544 | Call for availability
AcuSeek NVR
303624078 | DS-7608NXI-K2/VPro |  |  | Hikvision 8ch AcuSeek & AcuSearch NVR | 8068.608 | 4255.5949 | Availability A
303624080 | DS-7616NXI-K2/VPro |  |  | Hikvision 16ch AcuSeek & AcuSearch NVR | 7660.56 | 4040.3797 | Availability A
303623222 | DS-7632NXI-K2/VPro |  |  | Hikvision 32ch AcuSeek & AcuSearch NVR | 20712.528 | 10924.3291 | Availability A
303623249 | DS-7732NXI-I4/VPro |  |  | AcuSeek 32ch NVR, 4-SATA, 4ch facial recognition | 43363.872 | 22871.2405 | Call for availability
303623511 | DS-9632NXI-I8/Vpro |  |  | AcuSeek 32ch NVR, 8-SATA, 4ch facial recognition | 73613.808 | 38825.8481 | Call for availability
Network Keyboards
302600066 | DS-1005KI_C |  |  | USB PTZ controller | 5189.952 | 2737.3165 | Availability A
302600368 | DS-1200KI_C |  |  | Hikvision IP Keyboard 4-axis joystick NVR, DVR, Decoder support | 9246.096 | 4876.6329 | Call for availability
302600232 | DS-1600KI_C |  |  | 10-Inch Touchscreen android network keyboard DVR/NVR/PTZ control Video wall control | 29297.016 | 15452.0127 | Availability B
VMS (Hikvision Software)
HikCentral Video servers - Pre-licensed
310821963 | HikCentral-P-VER/HW1D/64 |  |  | HikCentral 1U server pre-licensed for 64 video channels | 189984.384 | 100202.7342 | Availability A
310821962 | HikCentral-P-VER/HW1D/300 |  |  | HikCentral 1U server pre-licensed for 300 video channels | 513326.016 | 270741.5696 | Call for availability
HikCentral Video Licenses
401000147 | HikCentral-P-VSS-Base/0Ch |  |  | HikCentral base license | 1593.648 | 840.5316 | D: Order on request
400101054 | HikCentral-P-VSS-16Ch/Base/Promo |  |  | HikCentral base license - Pre-licensed for 16 video channels | 17471.376 | 9214.8608 | D: Order on request
400101076 | HikCentral-P-VSS-64Ch/Base/Promo |  |  | HikCentral base license - Pre-licensed for 64 video channels | 63266.112 | 33368.2025 | D: Order on request
400101077 | HikCentral-P-VSS-300Ch/Base/Promo |  |  | HikCentral base license - Pre-licensed for 300 video channels | 243389.952 | 128370.2278 | D: Order on request
400101055 | HikCentral-P-VSS-1Ch |  |  | Hikvision 1 camera connection. | 1211.76 | 639.1139 | D: Order on request
HikCentral Access control licenses
| HikCentral Access Control free bundle |  |  | 16 Doors & 3000 Persons for free Person / Access Control / T&A management Convenient employee self-service T&A Intuitive control on E-map Flexible attendance rules & reports | https://www.hikvision.com/en/support/download/software/hikcentral-access-control-v2-1/
401000018 | HikCentral-P-ACS-2Door/Base/Promo |  |  | Hikcentral access control base license 2-doors | 4812.768 | 2538.3797 | D: Order on request
401000040 | HikCentral-P-ACS-16Door/Base/Promo |  |  | Hikcentral access control base license 16-doors | 5461.488 | 2880.5316 | D: Order on request
401000019 | HikCentral-P-ACS-1Door |  |  | HikCentral Access control license 1-door | 1101.6 | 581.0127 | D: Order on request
401000703 | HikCentral-P-AlarmPanel-1Unit |  |  | Hikcentral 1 alarm panel license | 1880.064 | 991.5949 | D: Order on request
401000637 | HikCentral-P-OutdoorStation-1Unit |  |  | Hikcentral outdoor station license - 1 outdoor station | 1260.72 | 664.9367 | D: Order on request
401000172 | HikCentral-P-IndoorStation-1Unit |  |  | Hikcentral indoor station license - 1 indoor station | 276.624 | 145.8987 | D: Order on request
HikCentral pStor storage licenses
401000042 | pStor-Video Storage-Base/1Ch |  |  | HikCentral pStor video storage with 1 camera license. | 1552.032 | 818.5823 | D: Order on request
401000043 | pStor-Picture Storage-Base |  |  | HikCentral pStor picture storage base package without resource limitation. | 5461.488 | 2880.5316 | D: Order on request
HikCentral Mobile device licenses
401000428 | HikCentral-P-MS-Base |  |  | Mobile Surveillance Base package-Including prerequisites for device unit expanding, all fundamental features of mobile surveillance system and 2 device units manageable. Supported 3 years free SUP, Real-time location on GIS MAP,Vehicles tracking | 5481.072 | 2890.8608 | D: Order on request
401000429 | HikCentral-P-MS-1 Unit |  |  | Mobile Surveillance Expansion package Prerequisite Mobile Surveillance Base package. Supported 1 mobile device unit manageable | 2036.736 | 1074.2278 | D: Order on request
HikCentral Add-on licenses
401000056 | HikCentral-P-ANPR-1Camera |  |  | Hikvision ANPR channel license | 4384.368 | 2312.4304 | D: Order on request
401001233 | HikCentral-P-AcuSeek-1Ch/Real-time&Search |  |  | Hikcentral 1-ch AcuSeek license | 2293.776 | 1209.7975 | D: Order on request
401001234 | HikCentral-P-AcuSeek-1Ch/Advanced |  |  | HikCentral 1-ch AcuSeek & facial recognition license | 4607.136 | 2429.9241 | D: Order on request
401001231 | HikCentral-P-VSS-1Ch/Radar |  |  | HikCentral 1-ch radar license | 4215.456 | 2223.3418 | D: Order on request
401000385 | HikCentral-P-SMG-1Unit |  |  | Hikvision Walk-through Metal Detector Expansion package; Prerequisite: Security Inspection Module Expansion Package.Supported: 1 walk-though metal detector manageable. | 4384.368 | 2312.4304 | D: Order on request
401000087 | HikCentral-P-Elevator-Module |  |  | Elevator Control Module Expansion package- including all functions of elevator control module.Prerequisite:Access Control Base package.Supported:Elevator control configuration, Elevator event & alarm receive and search, Elevator operation,etc. | 27241.344 | 14367.7975 | D: Order on request
401000005 | HIKCENTRAL-SMARTWALL-BASE |  |  | HikCentral smart wall base package - which includes all functions of smart wall without resourse limitation. | 10572.912 | 5576.4304 | D: Order on request
401000038 | HikCentral-P-BI Report-Module |  |  | HikCentral data reporting system base package, which includes people counting and queue analysis, and all fundamental report features without resource limitation. | 27295.2 | 14396.2025 | D: Order on request
401000131 | HikCentral-P-Visitor-Module |  |  | Visitor Management Module Expansion package - including all functions of visitor management module.Prerequisite:Access Control Base package.Supported:Visitor registration, Access permission assignation, Visitor log search,etc. | 10869.12 | 5732.6582 | D: Order on request
401000279 | HikCentral-P-DigitalSignage-1ch |  |  | Terminal Expansion package Prerequisite:Digital Signage Base packageSupported:1 terminal manageable | 1645.056 | 867.6456 | D: Order on request
400101078 | SUP-1camera/year upgrade |  |  | Hikvision software remote upgrade service for 1 camera per year when beyond free SUP period (24 months) | 100.368 | 52.9367 | D: Order on request
401000174 | SUP-1 camera/2years upgrade |  |  | Software remote upgrade service per camera in 2 years when beyond free SUP period (36 months) | 154.224 | 81.3418 | D: Order on request
401000175 | SUP-1 camera/3years upgrade |  |  | Software remote upgrade service per camera in 3 years when beyond free SUP period (36 months) | 235.008 | 123.9494 | D: Order on request
Hikvision Camera & PTZ Brackets
Camera Brackets
302700239 | DS-1260ZJ |  |  | Hikvision surface-mount box for 2T bullet range | 350.088 | 184.6456 | Availability A
302700955 | DS-1280ZJ-XS |  |  | Hikvision surface-mount box for mini-bullet range | 624.24 | 329.2405 | Call for availability
302700579 | DS-1280ZJ-S |  |  | Hikvision surface-mount box for bullet range | 527.304 | 278.1139 | Availability A
302702475 | DS-1280ZJ-DM46 |  |  | Hikvision surface-mount box Fits DS-2CD21x6 dome cameras | 360.816 | 190.3038 | Availability B
302701263 | DS-1280ZJ-PT6 |  |  | Junction box for turret camera | 378.792 | 199.7848 | Availability A
PTZ Brackets
302701533 | DS-1275ZJ-SUS |  |  | Hikvision bullet pole-mount bracket | 822.12 | 433.6076 | Availability A
302701859 | DS-1473ZJ-155 |  |  | Hikvision wall-mount bracket Fits DS-2CD21x6 dome cameras | 1556.928 | 821.1646 | Call for availability
302700684 | DS-1602ZJ |  |  | Hikvision PTZ bracket Wallmount 30cm arm | 521.352 | 274.9747 | Availability A
302701771 | DS-1602ZJ-POLE |  |  | Hikvision PTZ bracket for DS-2DF8C series PTZ | 758.088 | 399.8354 | Availability A
302700683 | DS-1602ZJ-COR |  |  | Hikvision PTZ bracket | 754.92 | 398.1646 | Availability A
302701734 | DS-1603ZJ-P |  |  | Platinum colour PTZ wall mount bracket | 915.096 | 482.6456 | Availability A
302701922 | DS-1603ZJ-POLE-P |  |  | Platinum colour PTZ pole mount bracket | 2332.944 | 1230.4557 | Call for availability
302701772 | DS-4604ZJ-PA |  |  | Hikvision platinum colour wall-mount PTZ bracket for DS-2DF8/2SF8 series PTZ | 1384.776 | 730.3671 | Availability A
302700180 | DS-1662ZJ |  |  | Hikvision PTZ bracket Pendant mount 50cm drop | 633.576 | 334.1646 | Availability A
Turbo Recorders
Analogue Keyboard
Network Cameras
Thermal Cameras
Network Video Recorders
IP Keyboard
Network Switches
Brackets
Analogue / Turbo Cameras
VMS (Hikvision Software)
Back to the Index

## Networking
Stock Status
A: Stock item: 95% availability (If below spike quantity)
B: Limited stock level
C: Low stock - Please contact your account manager
Supplier Code | Sensor Product Code | Image | Description | Retail | VASP | D: Order on request
Hikvision Network switches
10/100 POE Switches
301801787 | DS-3E1105P-EI_C |  | 4 port Smart POE switch 60w POE budget Hikvision topology management 1 10/100 RJ45 uplink | 1015.056 | 535.3671 | Availability A
301803154 | DS-3E1309P-EI_C |  | 8 port Smart POE switch 110w POE budget Hikvision topology management 1 10/100 RJ45 uplink | 1851.24 | 976.3924 | Availability A
301802304 | DS-3E1318P-EI_C |  | 16 port Smart POE switch 230w POE budget Hikvision topology management 2 combo Gigabit/SFP ports | 4745.496 | 2502.8987 | Availability A
301802305 | DS-3E1326P-EI_C |  | 24 port Smart POE switch 370w POE budget Hikvision topology management 2 combo Gigabit/SFP ports | 6044.184 | 3187.8608 | Availability A
Gigabit POE Switches
4-port
301802987 | DS-3E1505P-EI |  | 4 port unmanaged gigabit POE switch 60w POE budget. 1 gigabit RJ45 uplink port | 1331.712 | 702.3797 | Call for availability
8-port
301802995 | DS-3E1510P-EI(O-STD)V2 |  | Hikvision 8-port smart gigabit POE switch 110w POE budget Hikvision topology management 2 gigabit RJ45 uplinks | 2710.176 | 1429.4177 | Availability A
301802043 | DS-3E1310HP-EI |  | 8 port Smart Hi-POE switch 110w POE budget Hikvision topology management 2x 10/100 RJ45 uplink | 2914.296 | 1537.0759 | Availability A
301803707 | DS-3E1510P-SI_C |  | 8 port Smart gigabit POE switch 110w POE budget Hikvision topology management 2 SFP ports | 3865.392 | 2038.7089 | Call for availability
16-port
301803156 | DS-3E1318P-EI_C |  | 16 port Smart POE switch 230w POE budget Hikvision topology management 2 combo Gigabit/SFP ports | 4745.496 | 2502.8987 | Availability A
301802030 | DS-3E1518P-SI |  | Hikvision 16-port smart gigabit POE switch, 225w POE budget, Hikvision topology management, 2 SFP ports | 7903.896 | 4168.7215 | Availability B
301803786 | DS-3E1520P-EI |  | Hikvision 16-port smart gigabit POE switch 230w POE budget Hikvision topology management , 2xgigabit uplink, 2x SFP uplink | 6330.528 | 3338.8861 | Availability A
24-port
301803157 | DS-3E1326P-EI_C |  | 24 port Smart POE switch 370w POE budget Hikvision topology management 2 combo Gigabit/SFP ports | 6044.184 | 3187.8608 | Availability A
301803291 | DS-3E1528P-SI-24P4F(O-STD) |  | Hikvision 24-port smart gigabit POE switch, 370w POE budget, Hikvision topology management, 4SFP ports | 10629.216 | 5606.1266 | Call for availability
301802631 | DS-3E1552P-SI |  | Hikvision 48-port smart gigabit POE switch 470w POE budget Hikvision topology management 2*SFP & 2*RJ45 uplink ports | 17378.352 | 9165.7975 | Call for availability
Aggregation switch
301802631 | DS-3E0524TF |  | Hikvision 24-port unmanaged switch, 12x Gbe ports, 12x Gb SFP ports | 7425.384 | 3916.3418 | Availability A
301803671 | DS-3E1524-SI-16F8T |  | Hikvision 24-port aggregation switch, 8x gigabit RJ45, 16x SFP ports | 7490.4 | 3950.6329 | Availability A
Industrial switch
301803311 | DS-3T1512HP-SI-8P4F |  | Industrial smart-managed 12 port gigabit POE switch, 8x Gbe POE ports, 4x Gb SFP ports (Excludes 48V PSU) - DRL-48V240W1EN | 4258.608 | 2246.1013 | Availability A
301801602 | DS-3T0506HP-E/HS_C |  | Industrial 4 port gigabit POE switch 60w POE budget 2 SFP ports | 2123.88 | 1120.1899 | Availability A
301801604 | DS-3T0510HP-E/HS_C |  | Industrial 8 port gigabit POE switch 110w POE budget 2 SFP ports | 3493.296 | 1842.4557 | Call for availability
Accessories
303701985 | DRL-48V75W1AZ |  | 75w 48V DIN rail PSU for hardened POE switch. | 813.6 | 429.1139 | Availability A
303701986 | DRL-48V240W1EN |  | 240w 48V DIN rail PSU for hardened POE switch. | 2224.176 | 1173.0886 | Availability B
SF310M-LC-500M | SF310M-LC-500M |  | Foredge 1.25G SFP module, Multi-mode, LC connector | 448.8 | 236.7089 | Availability A
SF312A-LC-10KM | SF312A-LC-10KM |  | Foredge 1.25G SFP module, Single-mode, LC connector | 448.8 | 236.7089 | Availability A
AGM731FEPS | AGM731FEPS_C |  | Netgear SFP Transceiver. 1000Base-SX GBIC Module LC-Connector. Multi-mode | 960 | 506.3291 | Call for availability
AGM732FEPS | AGM732FEPS_C |  | Netgear SFP Transceiver. 1000BASE-LX GBIC Module LC-Connector Single Mode | 2052.12 | 1082.3418 | Availability A
Non-POE Switches
Plastic
301802745 | DS-3E0505D-O |  | Hikvision 5 port Gigabit switch, plastic casing | 280.92 | 148.1646 | Availability A
301802746 | DS-3E0508D-O |  | Hikvision 8 port Gigabit switch, plastic casing | 441.84 | 233.038 | Availability B
Metal desktop & rackmount
8-port
301801288 | DS-3E1508-EI(O-STD)V2 |  | Hikvision 8 port Gigabit switch, metal casing | 1095.384 | 577.7342 | Availability A
16-port
301801288 | DS-3E0516-E(B)_C |  | Hikvision 16 port rackmount gigabit switch | 1877.808 | 990.4051 | Availability A
24-port
301801290 | DS-3E0524-E(B)(O-STD) |  | Hikvision 24 port desktop Gigabit switch | 2312.544 | 1219.6962 | Availability B
301803003 | DS-3E2728-HI-24T4X |  | Hikvision 24-port L2+ switch, 24 GE ports, 4x 10GB SFP uplinks | 8386.848 | 4423.443 | Availability A
Hikvision Wireless
317200775 | DS-3WG2505-EI |  | Hikvision 4-port 250 user AC router | 2337.84 | 1233.038 | Call for availability
317200776 | DS-3WG2510-EI |  | Hikvision 8-port 250 user AC router | 2778.48 | 1465.443 | Call for availability
317200780 | DS-3WAP5212-EI |  | Hikvision WiFi 5 1200Mbps indoor ceiling access point | 1534.896 | 809.5443 | Availability A
317200778 | DS-3WAP6230-EI |  | Hikvision WiFi 6 3000Mbps indoor ceiling access point | 2705.04 | 1426.7089 | Availability A
317200725 | DS-3WAP5312-EI |  | Hikvision WiFi 5 1200Mbps outdoor access point | 1906.992 | 1005.7975 | Availability A
317200784 | DS-3WAP6630-EI |  | Hikvision WiFi 6 3000Mbps outdoor access point | 6541.056 | 3449.9241 | Availability A
317200375 | DS-3WF02C-5AC/O |  | 5Ghz wireless bridge 5Km range 2 Gigabit LAN ports DIP switch device matching, Pasive POE powered | 1570.704 | 828.4304 | Availability A
317200389 | DS-3WF02-5AC/D(O-STD) |  | 5Ghz wireless bridge pair, 5Km range, 2 100/100 LAN ports, 48V POE | 2813.64 | 1483.9873 | Availability A
Foredge Networking
10/100 unmanaged POE Switches
AI806M | AI806M |  | Unmanged 6-Port Fast Ethernet Switch with 4 Port POE, 65W POE output | 503.424 | 265.519 | Availability A
AI8082M | AI8082M |  | Unmanged 10-Port Fast Ethernet Switch with 8 Port PoE, gigabit uplink, 65W POE output | 855.816 | 451.3797 | Call for availability
AI8016M | AI8016M |  | Unmanged 10-Port Fast Ethernet Switch with 8 Port PoE, gigabit uplink, 65W POE output | 2265.384 | 1194.8228 | Availability A
AI8024M | AI8024M |  | Unmanged 26-Port Fast Ethernet Switch with 24 Port AI PoE, 1*R45& 1* Combo uplink, 250W POE output | 3020.52 | 1593.1013 | Availability A
Gigabit POE Switches
8-port
PS2010G | PS2010G |  | L2 managed 10 port Gigabit Switch with 8 port AI PoE, 2*SFP uplink, 150W, cloud management | 3624.624 | 1911.7215 | Availability A
16-port
PS3016GS | PS3016GS |  | L2 managed 16 port Gigabit Switch with 16 port AI PoE, 2*SFP uplink, 150W, cloud management | 5285.904 | 2787.9241 | Availability A
AI1016GC | AI1016GC |  | Web smart POE Switch, 16 port gigabit POE, 2*SFP uplink, 150W POE output, cloud management | 4279.056 | 2256.8861 | Availability A
24-port
PS3024GS | PS3024GS |  | L2 managed 26 port Gigabit Switch with 24 port AI PoE,2*SFP uplink, 250W, cloud management | 6599.712 | 3480.8608 | Availability A
AI1024GC | AI1024GC |  | Web smart POE Switch, 24 port gigabit POE, 2*SFP uplink, 250W POE oputput, cloud management | 5537.616 | 2920.6835 | Availability A
48-port
S5700-48GP-4TFR-700W | S5700-48GP-4TFR-700W |  | L3 managed 48 port RJ45 POE Switch, with 4*10G SFP+ uplink, 1 console port, POE budget 700W,cloud management | 22932 | 12094.9367 | Availability A
Industrial switch
IS104GS-2F | IS104GS-2F |  | 6-port L2 gigabit managed industrial switch, 4xRJ45, 2x SFP, 12-56VDC input | 3215.904 | 1696.1519 | Availability A
IS108GS-2F | IS108GS-2F |  | 10-port L2 gigabit managed industrial switch, 8xRJ45, 2x SFP, 12-56VDC input | 4519.2 | 2383.5443 | Availability A
SFP module
SF310M-LC-500M | SF310M-LC-500M |  | Foredge 1.25G SFP module, Multi-mode, LC connector | 448.8 | 236.7089 | Availability A
SF312A-LC-10KM | SF312A-LC-10KM |  | Foredge 1.25G SFP module, Single-mode, LC connector | 448.8 | 236.7089 | Availability A
Wireless devices
W60HAP | W60HAP |  | In-Wall WiFi-6 AP | 1711.632 | 950.9067 | Availability A
W618AP | W618AP |  | Ceiling mount WiFi-6 AP | 2186.352 | 1258.5467 | Availability A
W668OHAP (OUTDOOR) | W668OHAP (OUTDOOR) |  | Outdoor WiFi 6 AP | 4631.448 | 2573.0267 | Availability A
FAC109-POE-MR | FAC109-POE-MR |  | Gateway/Router/Controller | 2517.096 | 1398.3867 | Availability A
PSE803 | PSE803 |  | POE injector, Gigabit port, bt, 30W | 514.008 | 329.6143 | Availability A
PSE803BT | PSE803BT |  | POE injector, Gigabit port, bt, 75W | 1214.4 | 539.3714 | Availability A
Network Accessories
CAB-4U1S-SF-GD | CAB-4U1S-SF-GD |  | Wallbox CAB-4U1S-SF-GD 4u Swing Frame + 1 Shelf, 10Cage Nuts, Glass Door **PDU sold separate** | 3081.144 | 1625.0759 | Availability A
CAB-6U1S-SF-GD | CAB-6U1S-SF-GD |  | Wallbox CAB-6U1S-SF-GD 6u Swing Frame + 1 Shelf, 10Cage Nuts, Glass Door **PDU sold separate** | 3600.312 | 1898.8987 | Availability A
CAB-9U1S-SF-GD | CAB-9U1S-SF-GD |  | Wallbox CAB-9U1S-SF-GD 9u Swing Frame + 1 Shelf, 10Cage Nuts, Glass Door **PDU sold separate** | 4389.216 | 2314.9873 | Availability A
CAB-12U1S-SF-GD | CAB-12U1S-SF-GD |  | Wallbox CAB-12U1S-SF-GD 12U Swing Frame + 1 Shelf, 10Cage Nuts, Glass Door **PDU sold separate** | 4770.696 | 2516.1899 | Availability A
Wall Box Accessories
450FMT | 450FMT |  | 450mm Front Mount Tray | 612 | 322.7848 | Call for availability
BRUSH | BRUSH |  | Brush Panel - No Lip | 261.6 | 137.9747 | Call for availability
1U-BRPANEL | 1U-BRPANEL |  | Brush Panel - With Lip | 226.632 | 119.5316 | Availability A
24PORT-PATCH | 24PORT-PATCH |  | 24 Port CAT 6 Patch Panel | 841.248 | 443.6962 | Availability B
CFU-10-16A-3M | CFU-10-16A-3M |  | 10-way plastic PDU, 5x16A, 5X5A, 3m lead | 340.2 | 179.4304 | Availability A
CAB-MPDU-6WAY | CAB-MPDU-6WAY |  | 6 Way Aluminium PDU, 6 x 16A Plugs, 2m Power Cable | 630.696 | 332.6456 | Availability B
Foredge Networking
Hikvision Networking
Back to the Index

## 3-Line cameras
Stock Status
A: Stock item: 95% availability (If below spike quantity)
B: Limited stock level
C: Low stock - Please contact your account manager
Supplier Code | Sensor Product Code | Lens Size | Image | Description | Retail | VASP | D: Order on request
Network Cameras
Short Range 40m Network IP Bullet
311333267 | DS-2CD3046G2H-LI 2.8mm | 2.8mm |  | Hikvision AcuSense 4MP bullet, 2.8mm lens , 40m IR, 120dB WDR, 12VDC/POE | 4762.92 | 2512.0886 | Availability A
311333268 | DS-2CD3046G2H-LI 4mm | 4mm |  | Hikvision AcuSense 4MP bullet, 4mm lens , 40m IR, 120dB WDR, 12VDC/POE | 4665.144 | 2460.519 | Availability A
311333269 | DS-2CD3046G3-IUY/SL-2.8mm | 2.8mm |  | Hikvision 4 MP AcuSense Strobe Light and Audible Warning Fixed Mini Bullet Network Camera | 6798.096 | 3585.4937 | Call for availability
Long Range 60m Network IP Bullet
311333259 | DS-2CD3T46G2H-LIS 2.8MM | 2.8mm |  | Hikvision AcuSense 4MP bullet, 2.8mm lens , 60m IR, 120dB WDR, 12VDC/POE | 7192.224 | 3793.3671 | Call for availability
311333260 | DS-2CD3T46G2H-LIS 4MM | 4mm |  | Hikvision AcuSense 4MP bullet, 4mm lens , 60m IR, 120dB WDR, 12VDC/POE | 7192.224 | 3793.3671 | Call for availability
311333261 | DS-2CD3T46G2H-LISU/SL 2.8MM | 2.8mm |  | Hikvision AcuSense 4MP bullet, 2.8mm lens , 60m IR, 120dB WDR, strobe & siren, 12VDC/POE | 7383.168 | 3894.0759 | Call for availability
311333262 | DS-2CD3T46G2H-LISU/SL 4MM | 4mm |  | Hikvision AcuSense 4MP bullet, 4mm lens , 60m IR, 120dB WDR, strobe & siren, 12VDC/POE | 7383.168 | 3894.0759 | Call for availability
Vari-Focal 60m Network IP Bullet
311333149 | DS-2CD3646G2HT-LIZS 2.7-13.5mm | 2.7-13.5mm |  | Hikvision AcuSense 4MP bullet, 2.7-13.5mm lens, 60m IR, 120dB WDR, alarm I/O, 12VDC/POE | 11228.976 | 5922.4557 | Call for availability
Fisheye
311320871 | DS-2CD3956G2-ISU(1.05mm) | Fisheye |  | Hikvision 5 MP AcuSense Fisheye Network Camera 1.05mm | 6055.056 | 3193.5949 | Availability A
Fixed Dome Network Cameras
311333248 | DS-2CD3146G2H-LISU 2.8mm | 2.8mm |  | AcuSense 4MP dome, 2.8mm lens , 40m hybrid-light, 120dB WDR, alarm & audio I/O, 12VDC/POE | 4787.328 | 2524.962 | Availability A
311333293 | DS-2CD3346G2H-LISU/SL 2.8MM | 2.8mm |  | AcuSense 4MP dome, 2.8mm lens , 40m hybrid-light, 120dB WDR, alarm & audio I/O, 12VDC/POE | 5471.04 | 2885.5696 | Availability A
Vari-Focal 40m Network Dome
311333137 | DS-2CD3746G2H-LIZSU(PTRZ) | 2.8mm |  | Hikvision AcuSense 4MP dome, 2.7-13.5mm lens, 40m IR, 120dB WDR, alarm I/O, 12VDC/POE | 10080.864 | 5316.9114 | Call for availability

## Audio
Audio | [5 empty] | Stock Status
A: Stock item: 95% availability (If below spike quantity)
B: Limited stock level
C: Low stock - Please contact your account manager
D: Order on request
Supplier Code | Sensor Product Code | Image | Description | Retail | VASP | Pricing: Excluding VAT
Analogue speakers
347000024 | DS-QAE0330G1T-V |  | Hikvision 30W analogue horn speaker | 1170.144 | 617.1646 | Availability A
327400192 | DS-QAE0206G1-V |  | Hikvision 6W analogue ceiling speaker | 310.896 | 163.9747 | Availability A
347000006 | DS-QAE0120G1R |  | Hikvision 20W analogue cabinet speaker | 1632.816 | 861.1899 | Availability A
347000022 | DS-QAE0120G1R/BLACK |  | Hikvision 20W analogue cabinet speaker - Black | 1632.816 | 861.1899 | Availability A
327400188 | DS-QAE0420G1-V |  | Hikvision Analog Column Speaker 20W | 2071.008 | 1092.3038 | Availability A
347000102 | DS-QAZ0610G1 |  | Hikvision 10W analogue in-ceiling speaker | 1613.232 | 850.8608 | Availability A
347000095 | DS-QAZ0630G1 |  | Hikvision 30W analogue in-ceiling speaker | 2548.368 | 1344.0759 | Availability A
Amplifiers
327400189 | DS-QAE0A60G1-VB |  | Hikvision Analog Amplifier 60W | 3184.848 | 1679.7722 | Availability A
347000031 | DS-QAE1A40G1-VB |  | Hikvision 40W 2-ch networked analogue amplifier, network, RCA, bluetooth, microphone, USB input | 4164.048 | 2196.2278 | Availability A
347000001 | DS-QAE1A80G1-VB |  | Hikvision 80W 2-ch networked analogue amplifier, networkRCAbluetoothmicrophoneUSB input | 4776.048 | 2519.0127 | Availability A
347000068 | DS-QAZ1A500G1-VB2 |  | Hikvision 500W analogue amplifier with network | 13532.544 | 7137.4177 | Availability A
347000033 | DS-QAE0MG0G1 |  | Analogue gooseneck paging microphone | 1911.888 | 1008.3797 | Availability A

## Alarm
Alarm | [5 empty] | Stock Status
A: Stock item: 95% availability (If below spike quantity)
B: Limited stock level
C: Low stock - Please contact your account manager
D: Order on request
Supplier Code | Sensor Product Code | Image | Description | Retail | VASP | Pricing: Excluding VAT
302401662 | DS-PWA64-L-WE_C |  | Ax Pro wireless alarm panel 64-zone 16 partitions LAN/WiFi/GPRS connectivity | 3512.592 | 1852.6329 | Availability A
302401658 | DS-PWA96-M-WE_C |  | Ax Pro wireless alarm panel 96-zone 32 partitions LAN/WiFi/4G connectivity | 5220.384 | 2753.3671 | Availability A
302401696 | DS-PWA64-Kit-WE_C |  | Ax Pro wireless alarm kit 64-zone 1 door contact, 1 indoor PIR, 1 keyfob included | 5114.616 | 2697.5823 | Availability B
302401684 | DS-PWA96-KIT-WE_C |  | Ax Pro wireless alarm kit 96-zone 1 door contact, 1 indoor PIR, 1 keyfob included | 7218.456 | 3807.2025 | Availability B
302402437 | DS-PR1-WE_C |  | Ax Pro wireless repeater Built-in battery for up to 35 hours backup | 2246.856 | 1185.0506 | Availability A
314300159 | DS-PDCL12-EG2-WE_C |  | Wireless ceiling-mount PIR 12m/360° 1 CR123A battery included | 994.344 | 524.443 | Availability B
302402273 | DS-PDP15P-EG2-WE_C |  | Wireless indoor PIR 15m/85.9° 30KG pet-immunity 1 CR123A battery included Excludes mounting bracket | 1187.28 | 626.2025 | Call for availability
302402275 | DS-PDC15-EG2-WE_C |  | Wireless indoor curtain PIR 15m/85.9° 1 CR123A battery included Excludes mounting bracket | 1160.472 | 612.0633 | Availability A
314300071 | DS-PDD12P-EG2-WE_C |  | Wireless indoor dual-tech PIR 15m/85.9° 30KG pet-immunity PIR & Microwave detection 1 CR123A battery included Excludes mounting bracket | 1830.576 | 965.4937 | Availability A
314300277 | DS-PDPC12P-EG2-WE_C |  | Wireless indoor PIR-CAM detector 15m/85.9° 30KG pet-immunity Up to 12m IR 3 CR123A batteries included Excludes mounting bracket Excludes mounting bracket | 3179.952 | 1677.1899 | Call for availability
314300072 | DS-PDPG12P-EG2-WE_C |  | Wireless indoor glass-break PIR 15m/85.9° 8m/120° glass-break coverage Up to 30KG pet-immunity 1 CR123A battery included Excludes mounting bracket | 1588.848 | 838 | Availability A
314500111 | DS-PDB-EX-SBKT |  | Mount bracket for DS-PDP18-HM-WE dual PIR | 153.096 | 80.7468 | Availability A
314300415 | DS-PDP18-HM-WE |  | Wireless outdoor dual-PIR 18m/90° x 2 24KG pet-immunity 2 CR123A batteries included Excludes mounting bracket | 2229.168 | 1175.7215 | Availability A
314300270 | DS-PDCM15PF-IR_C |  | Camera module for DS-PDTT15AM-LM-WE outdoor PIR 137° FOV Up to 15m IR | 2151.768 | 1134.8987 | Availability A
314300256 | DS-PDTT15AM-LM-WE |  | Wireless outdoor Tri-tech PIR 15m/90° PIR Dual-PIR & Microwave detection Up to 30KG pet-immunity 5 CR123A batteries included | 3893.448 | 2053.5063 | Availability A
314300432 | DS-PDQP15AM-LM-WE |  | Wirelsss outdoor 180° PIR 15m/180° 40KG pet-immunity 5 CR123A batteries included | 6322.392 | 3334.5949 | Availability A
314300186 | DS-PDC10DM-EG2-WE_C |  | Wireless dual-tech curtain PIR 10m range - Wall mount 5m range - Ceiling mount PIR & Microwave detection 2 CR123A batteries included Excludes mounting bracket | 1820.64 | 960.2532 | Availability A
314500012 | DS-PDB-IN-UBKT2 |  | Universal mount bracket for AX Pro indoor PIR | 51.816 | 27.3291 | Availability A
302402277 | DS-PDMC-EG2-WE_C |  | Wireless indoor magnetic contact 2 wired inputs 43mm detection gap max 1 CR123A battery included | 743.688 | 392.2405 | Availability A
314300151 | DS-PDMCX-E-WE_C |  | Wireless outdoor magnetic contact 76mm detection gap max alarm input 1 CR123A battery included | 1067.688 | 563.1266 | Availability A
302402372 | DS-PDMCK-EG2-WE_C |  | Wireless indoor magnetic contact with tilt/shock detection 2 wired inputs 43mm detection gap max 1 CR123A battery included | 908.424 | 479.1266 | Availability A
314300119 | DS-PDBG8-EG2-WE_C |  | Wireless indoor glass-break detector 8m/120° adjustable distance alarm input 2 CR123A batteries included | 1133.424 | 597.7975 | Availability A
302401916 | DS-PM1-I16O2-WE_C |  | Wireless multi-channel I/O transmitter 16 wired inputs 2 outputs 12VDC 1A output Supports 8Ah Lead-acid/gel batteries | 2829.384 | 1492.2911 | Availability A
302401744 | DS-PM1-O1L-WE_C |  | Wireless low-voltage relay 7-24VDC input 5A max output | 728.904 | 384.443 | Availability A
302401745 | DS-PM1-O1H-WE_C |  | Wireless high-voltage relay 100-240VAC input 13A max output | 876.12 | 462.0886 | Availability A
302402877 | DS-PD451SMK-WE |  | Wireless smoke & heat detector | 1456.56 | 768.2278 | Availability A
CR123A | CR123A |  | 3V 1 500 mAh Lithiuim CR123 battery | 64.8 | 34.1772 | Availability A
302401879 | DS-PM1-I1-WE |  | Wireless 1ch input transmitter 3.3VDC output for 3rd party low-power wireless detector 1 alarm input 3 CR123A batteries included | 793.392 | 418.4557 | Availability A
AXMIS02 | AXMIS02 |  | FSK cable for AX-PRO | 98.376 | 51.8861 | Availability A
302402665 | DS-PS1-I-WE(RED INDICATOR)_C |  | Wireless indoor sounder 90-110dB output Selectable tones for panic/intrusion/fire events 4 CR123A batteries included | 1155.792 | 609.5949 | Availability A
302402569 | DS-PS403I-WE |  | Wireless indoor intercom Sounder | 2413.728 | 1273.0633 | Availability A
302401659 | DS-PS1-E-WE(RED INDICATOR)_C |  | Wireless outdoor sounder 110dB output Selectable tones for panic/intrusion/fire events 4 CR123A batteries included | 1994.904 | 1052.1646 | Availability A
302402027 | DS-PK1-LT-WE |  | Wireless keypad with LCD screen | 2333.712 | 1230.8608 | Availability A
302401663 | DS-PK1-E-WE_C |  | Wireless keypad LED backlit keys | 1525.272 | 804.4684 | Availability A
302402561 | DS-PKF1-WE_C |  | AX Pro keyfob | 559.488 | 295.0886 | Availability A
314300062 | DS-PDEB1-EG2-WE(SINGLEBUTTON)_C |  | Wireless indoor panic button | 518.568 | 273.5063 | Availability A
314300106 | DS-PDWL-E-WE_C |  | Wireless water leak detector | 1016.52 | 536.1392 | Availability A
314300162 | DS-PDTPH-E-WE_C |  | Wireless temperature & humidity sensor -35°C to 90°C temperature range (Using included probe) 2.7 inch screen 2 AAA batteries included | 1218.24 | 642.5316 | Availability A
302401878 | DS-PM1-D_C |  | AX Pro 12VDC PSU board | 441.144 | 232.6709 | Availability A
314500018 | DS-PT-M1 |  | Hikvision Mifare tag | 56.304 | 29.6962 | Call for availability
Wired Ax Hybrid Pro
Panels
314300676 | DS-PHA64-Kit-WE(B) |  | Hikvision Ax-Hybrid 64-zone alarm kit, includes PIR, door contact, keypad, remote - Excludes wireless module | 4656.096 | 2455.7468 | Availability A
314300647 | DS-PHA64-LP |  | 64-zone panel, 8 on-board zones included expandable up to additional 56 wired/wireless zones, LAN/WiFi included - supports wireless expansion for AX-Pro wireless devices with DS-PM1-RT-HWE | 3008.592 | 1586.8101 | Availability A
314300646 | DS-PHA48-EP_C |  | 48-zone panel, 8 on-board zones included expandable up to additional 40 wired/wireless zones, LAN/WiFi included - supports wireless expansion for AX-Pro wireless devices with DS-PM1-RT-HWE | 2722.176 | 1435.7468 | Availability A
Detectors - Indoor
314300382 | DS-PDPC12P-EG2 |  | Hikvision wired PIRCAM, 12m, 30kg pet immunity | 1828.656 | 964.481 | Availability A
314300611 | DS-PDP18-EG2(O-STD) |  | Hikvision wired PIR, 18m, 15kg pet immunity up to 10m | 211.92 | 111.7722 | Availability A
314300115 | DS-PDD12P-EG2 |  | Hikvision wired dual-tech PIR, 12m, 30kg pet immunity | 523.872 | 276.3038 | Availability A
314300185 | DS-PDD15AM-EG2 |  | Hikvision wired dual-tech PIR, 12m, anti-masking | 745.512 | 393.2025 | Availability A
314300254 | DS-PDCL12DT-EG2 |  | Hikvision wired dual-tech 360-degree PIR | 783.36 | 413.1646 | Availability A
314300612 | DS-PDC15-EG2 |  | Hikvision wired curtain PIR, 15m | 239.904 | 126.5316 | Availability A
314300029 | DS-PDSMK-4BAR |  | Hikvision wired smoke-detector | 457.776 | 241.443 | Call for availability
Detectors - Outdoor
314300549 | DS-PDP18-HM |  | Hikvision wired dual-PIR outdoor detector, 18m 90-degrees detection, high/low mount, 24kg pet-immunity | 1576.512 | 831.4937 | Availability A
314300259 | DS-PDTT15AM-LM |  | Hikvision wired triple-tech detector, 15m range, 90-180 degree adjustable, 40kg pet-immunity, anti-masking | 3692.328 | 1947.4304 | Availability A
Outdoor detector accessories
314500111 | DS-PDB-EX-SBKT |  | Mount bracket for DS-PDP18-HM-WE dual PIR | 153.096 | 80.7468 | Availability A
314500124 | DS-PT1001-O |  | Rainshield for DS-PDP18-HM | 127.296 | 67.1392 | Availability A
314500102 | DS-PDB-EX-Shelter |  | Rainshield for DS-PDTT15AM-LM | 63.648 | 33.5696 | Availability A
Accessories
302401784 | DS-PK1-LRT-HWE |  | Wired keypad with LCD | 1713.768 | 903.8861 | Availability A
302402041 | DS-PM1-RT-HWE |  | AX Hybrid Pro wireless receiver module | 1218.576 | 642.7089 | Availability A
302401784 | DS-PS1-R |  | Hikvision wired external sounder - red | 381.888 | 201.4177 | Call for availability
SIR128 | SIR128 |  | Siren/strobelight combo unit - Red | 98.448 | 51.9241 | Availability A
314500116 | DS-PDB-IN-UBKT2 |  | Universal mount bracket for AX Pro indoor PIR | 51.816 | 27.3291 | Availability A
302402011 | DS-PM2-S |  | Hikvision 3G/4G module for Ax-Hybrid panels | 2149.344 | 1133.6203 | Availability A
CX-LUMINOUS-B | CX-LUMINOUS-B |  | Luminous Emergency Button - COM,NC,NO | 24 | 12.6582 | Availability A
CX-DOOR-CONTACT-W | CX-DOOR-CONTACT-W |  | White Door Contact - 10 pairs, includes screws | 227.52 | 120 | Availability A
ALHIKH13 | ALHIKH13 |  | Hikvision AX-Hybrid cable for RDC-FSK radios | 60 | 31.6456 | Availability A
Cable
CX-4CORE-STRANDED-CCA | CX-4CORE-STRANDED-CCA |  | 4-core CCA comms cable | 403.2 | 212.6582 | Availability A
CX-6CORE-STRANDED-CCA | CX-6CORE-STRANDED-CCA |  | 6-core CCA comms cable | 528 | 278.481 | Availability A
CX-8CORE-STRANDED-CCA | CX-8CORE-STRANDED-CCA |  | 8-core CCA comms cable | 624 | 329.1139 | Availability A

## Intercom & AC
Stock Status
A: Stock item: 95% availability (If below spike quantity)
B: Limited stock level
C: Low stock - Please contact your account manager
Supplier Code | Sensor Product Code | Image | Description | Retail | VASP | D: Order on request
Hikvision Gate Opener
314629841 | DS-K3GL606WX-WE |  | Hikvision 600KG gate motor -Includes 2x keyfob & baseplate | 10034.352 | 5292.3797 | Availability A
314633301 | DS-KSB01-GL |  | Hikvision gate motor anti-theft bracket | 1591.2 | 839.2405 | Availability A
302402882 | DS-PC2002-WECKV/opener |  | Keyfob for Hikvision gate motor | 440.64 | 232.4051 | Availability A
314630538 | DS-K7IR01 |  | IR beam for gate motor | 954.72 | 503.5443 | Availability A
314631208 | DS-KSR01-GL |  | Steel rack for Hikvision gate motor, 1m lengths, 4 per box | 1003.68 | 529.3671 | Availability A
Analog & Hybrid Video Intercom kits | [5 empty] | Comment
305305321 | DS-KIS213 |  | Hikvision 4-wire HD analog intercom kit 720p HD video 3m IR 7" indoor station 12VDC | 2749.104 | 1449.9494 | Call for availability
305305329 | DS-KIS313-P |  | Hikvision 4-wire Hybrid HD analog intercom kit 720p HD video 3m IR 7" indoor station HikConnect support 12VDC | 4723.536 | 2491.3165 | Availability A
305305329 | DS-KH6352-WTDE6 |  | 4-Wire Hybrid HD Indoor Station monitor | 2553.768 | 1346.9241 | Availability A
Network (IP) Video Intercom Indoor Stations | [5 empty] | Comment
305302400 | DS-KM9503_C |  | 10-Inch IP intercom main station Office reception/security office use includes boom microphone & speaker operator fingerprint authentication 12VDC/POE | 19807.152 | 10446.8101 | Availability A
305303208 | DS-KH6350-WTE1 |  | 7-Inch intercom monitor WiFi 12VDC/POE | 4097.952 | 2161.3671 | Call for availability
305701061 | DS-KABH6350-T |  | Desktop stand for DS-KH6350 | 448.056 | 236.3165 | Availability A
305303100 | DS-KH9510-WTE1(B) |  | 10-Inch Android intercom monitor WiFi HikConnect built-in Hikvision Ax-Pro management 3rd party app installation 12VDC/POE | 8213.04 | 4331.7722 | Call for availability
Hikvision villa door stations
305303810 | DS-KIS604-S_C |  | Hikvision IP video intercom kit - Includes 1x DS-KV8113-WME1, 1xDS-KH6320-WTE1, 1x 4-port POE switch, 1x DS-KABV8113-RS/Surface | 9104.112 | 4801.7468 | Availability A
305303443 | DS-KIS611-S |  | Hikvision IP video intercom kit - Includes 1x DS-KV6114-MWBE1, 1xDS-KH6350-WTE1, 1x 4-port POE switch, 1x DS-KABV6114-RS | 8859.312 | 4672.6329 | Availability A
305303443 | DS-KV6113-WPE1 |  | Plastic IP video doorbell with WiFi 2MP 3m IR 4 input 1 relay output Mifare tag reader 12VDC/POE | 2890.608 | 1524.5823 | Availability A
305304016 | DS-KB8113-IME1_C |  | Vandal-resistant IP video doorbell 2MP 3m IR 1 input 1 relay output 12VDC/POE | 2740.032 | 1445.1646 | Availability A
305303663 | DS-KV8113-WME1_C |  | 1 Button IP video gatestation 2MP 3m IR 4 input 2 relay output Mifare tag reader WiFi 12VDC/POE | 4124.52 | 2175.3797 | Availability B
305303623 | DS-KV8213-WME1_C |  | 2 Button IP video gatestation 2MP 3m IR 4 input 2 relay output Mifare tag reader WiFi 12VDC/POE | 4313.16 | 2274.8734 | Availability A
305303624 | DS-KV8413-WME1_C |  | 4 Button IP video gatestation 2MP 3m IR 4 input 2 relay output Mifare tag reader WiFi 12VDC/POE | 4635.744 | 2445.0127 | Availability A
305303711 | DS-KV9503-WBE1(O-STD) |  | Hkvision facial recognition IP villa door station 4.3" touchscreen, Face, card, pin & QR code authentication 12VDC/POE | 8509.248 | 4488 | Call for availability
Hikvision TalkVu door stations
305305987 | DS-KV6114-MWBE1 |  | Hikvision 1-button villa gate-station, 4MP, 2 lock control, supports card, Bluetooth, HikConnect, 12VDC, POE | 4240.728 | 2236.6709 | Availability A
305305958 | DS-KV6124-WBE1 |  | Hikvision 1-button villa gate-station, 4MP, 2 lock control, supports card, PIN, Bluetooth, HikConnect, 12VDC, POE | 4240.728 | 2236.6709 | Availability A
305701255 | DS-KABV24-A |  | 30° wall bracket for DS-KV61x4 villa gate-station | 137.088 | 72.3038 | Availability A
305701322 | DS-KABV6114-RS |  | Protective cover for DS-KV6114/KV6124 gate-station | 205.632 | 108.4557 | Call for availability
Hikvision Modular IP Video Intercom system
305303043 | DS-KD8003-IME1/SURFACE(B) |  | DS-KD8003 gatestation module with surface box 2MP 3m IR 4 input 2 relay output 12VDC/POE | 3819.072 | 2014.2785 | Availability A
305303026 | DS-KD8003-IME1_C |  | DS-KD8003 gatestation module 2MP 3m IR 4 input 2 relay output 12VDC/POE | 2901.744 | 1530.4557 | Availability A
305301077 | DS-KD-KK_C |  | DS-KD8003 6-button expansion module | 977.448 | 515.5316 | Availability A
305301211 | DS-KD-BK_C |  | DS-KD8003 blank plate module | 488.712 | 257.7595 | Availability A
305301207 | DS-KD-KP_C |  | DS-KD8003 keypad module indoor station dialing pin-code access control | 2103.192 | 1109.2785 | Availability A
305301559 | DS-KD-DIS_C |  | Display module for DS-KD8003 modular intercom | 1612.056 | 850.2405 | Availability A
305301208 | DS-KD-M_C |  | DS-KD8003 Mifare tag reader module | 1116.72 | 588.9873 | Availability A
305700450 | DS-KD-ACW1_C |  | 1 Module surface-box for DS-KD8003 modular intercom | 1114.968 | 588.0633 | Availability A
305700451 | DS-KD-ACW2_C |  | 2 Module surface-box for DS-KD8003 modular intercom | 1653.216 | 871.9494 | Availability A
305700452 | DS-KD-ACW3_C |  | 3 Module surface-box for DS-KD8003 modular intercom | 2861.712 | 1509.3418 | Availability B
305700587 | DS-KABD8003-RS1 |  | 1 module rainshield for DS-KD8003 modular intercom | 460.344 | 242.7975 | Availability A
305700594 | DS-KABD8003-RS2 |  | 2 module rainshield for DS-KD8003 modular intercom | 525.72 | 277.2785 | Availability A
305700595 | DS-KABD8003-RS3 |  | 3 module rainshield for DS-KD8003 modular intercom | 666.84 | 351.7089 | Availability A
Standalone tag & keypad terminal
302901279 | DS-K1T801M |  | Standalone terminal 3000 Mifare tag capacity 12VDC | 874.2 | 461.0759 | Availability A
Biometric Access Control Terminal
302915288 | DS-K1T804AMF_C |  | Indoor fingerprint T&A terminal 3000 fingerprint capacity 3000 card capacity wiegand 4 input 1 relay output WiFi 12VDC | 2330.184 | 1229 | Availability A
302922282 | DS-K1T807MBFWX-E1 |  | Indoor fingerprint T&A terminal, 5000 fingerprint capacity, 5000 card capacity, 1 relay, WiFi, 12VDC/POE | 3039.696 | 1603.2152 | Availability A
302918809 | DS-K1T502DBFWX-C |  | IP65 Access control terminal 10 000 fingerprint capacity 100 000 card capacity Pin pad IP video intercom support WiFi 12/24VDC | 6001.896 | 3165.557 | Availability A
302920251 | DS-K1T805MBFWX |  | IP65 Access control terminal 3000 fingerprint capacity 10 000 card capacity Pin pad 1 relay output WiFi 12VDC | 3298.392 | 1739.6582 | Availability B
305700902 | DS-KAB502-S1 |  | Protective shield for DS-K1T502 terminals | 408.936 | 215.6835 | Availability A
Hikvision MinMoe Facial Recognition Terminals
302919041 | DS-K1T341CMW |  | 4.3" Face/Tags, 3000 faces, 3000 cards, 1 input, 1 relay output, WiFi 12VDC | 6161.64 | 3249.8101 | Availability A
302919043 | DS-K1T341CMFW |  | 4.3" Face/FP/Tag terminal 3000 faces 3000 Fingerprints 3000 cards 1 input 1 relay output WiFi 12VDC | 7451.64 | 3930.1899 | Availability B
302920727 | DS-K1T342MWX-E1 |  | 4.3" Facial & Tag terminal1500 faces 3000 cards 1 input 1 relay output WiFi 12VDC/POE | 5838.696 | 3079.481 | Availability B
302920730 | DS-K1T342MFWX-E1 |  | 4.3" Facial/FP/Tag terminal1500 faces 3000 Fingerprints 3000 cards 1 input 1 relay output WiFi 12VDC/POE | 8284.032 | 4369.2152 | Call for availability
302921386 | DS-K1T344MBWX-E1 |  | Hikvision 4.5" access terminal, Face, Tags, 3000 faces, 3000 cards, 2 inputs, 1 output, 12VDC, POE | 8765.352 | 4623.0759 | Availability A
302921388 | DS-K1T344MBFWX-E1 |  | Hikvision 4.5" access terminal, Face, FP, Tags, 3000 faces, 3000 cards, 2 inputs, 1 output, 12VDC, POE | 10795.68 | 5693.9241 | Availability B
302918282 | DS-K1T673DWX(O-STD) |  | 7-Inch Face/Tag access terminal 10 000 face capacity 10 000 fingerprint capacity with optional module 50 000 card capacity 1 input 1 relay output 12/24VDC | 13056.696 | 6886.443 | Availability A
302923482 | DS-K1T673DWX-E1 |  | 7-Inch Face/Tag access terminal 10 000 face capacity 10 000 fingerprint capacity with optional module 50 000 card capacity 1 input 1 relay output 12VDC, 24VDC, POE | 16864.272 | 8894.6582 | Call for availability
305700851 | DS-KAB673-FB |  | Fingerprint & Bluetooth module for DS-K1T673DWX | 1801.656 | 950.2405 | Availability A
305701198 | DS-KAB673-P |  | Palm print & palm vein reader module for DS-K1T673DWX | 5302.368 | 2796.6076 | Availability A
305701291 | DS-KAB673-A |  | Alcohol detection module for DS-K1T673DWX | 19268.208 | 10162.557 | Call for availability
MinMoe Accessories
305701020 | DS-KAB34X-S1 |  | Plastic protective shroud for DS-K1T341 terminal | 339.048 | 178.8228 | Availability A
305701032 | DS-KAB6-W1 |  | Wall bracket for MinMoe terminals with adjustable angle | 509.616 | 268.7848 | Availability A
305701021 | DS-KAB673-S1 |  | Plastic protective cover for DS-K1T673 terminals | 489.96 | 258.4177 | Availability A
Rainshield - Stainless steel
RNS342-SS316L | RNS342-SS316L |  | Stainless steel 316L rainshield for 342 series reader | 595.56 | 314.1139 | Availability A
RNS341SS-SS316L | RNS341SS-SS316L |  | Stainless steel 316L rainshield for 341 series reader | 570.696 | 301 | Availability A
RNS673-SS316L | RNS673-SS316L |  | Stainless steel 316L rainshield for 673 series reader | 780 | 411.3924 | Call for availability
Rainshield - Mild steel
RNS342 | RNS342 |  | Powder coated mild steel rainshield for 342-series reade | 373.032 | 196.7468 | Availability A
RNS341 | RNS341 |  | Powder coated mild steel rainshield for 341-series reader | 405.6 | 213.9241 | Call for availability
RNS673 | RNS673 |  | Powder coated mild steel rainshield for 673-series reader | 423.696 | 223.4684 | Availability A
Gooseneck
4584 | 4584 |  | Gooseneck - Powder coated (No baseplate) - 1.2m | 554.232 | 292.3165 | Availability A
GOOSBP | GOOSBP |  | Gooseneck - Powder coated (Including baseplate) - 1.2m | 549.624 | 289.8861 | Availability A
GHSS | GHSS |  | Gooseneck - Stainless steel (No baseplate) - 1.2m | 2589.6 | 1365.8228 | Availability A
Hikvision Door Controllers
302921437 | DS-K2622X |  | 2-Door access controller, supports Wiegand & RS485 readers. | 7044.984 | 3715.7089 | Availability A
302921438 | DS-K2624X |  | 4-Door access controller, supports Wiegand & RS485 readers. | 8768.736 | 4624.8608 | Availability A
Tag/Pin/Fingerprint readers (Requires DS-K2XX door controller)
302918053 | DS-K1201AMF_C |  | Fingerprint/Mifare tag reader 5000 fingerprint capacity RS485 Wiegand IP65 12VDC | 1453.896 | 766.8228 | Availability A
302901611 | DS-K1107MK_C |  | Mifare tag reader RS485 Wiegand IP65 12VDC | 660.96 | 348.6076 | Call for availability
Hikvision Access Control Enrolment Devices
302903597 | DS-K1F820-F_C |  | USB Fingerprint enrolment reader | 1653.912 | 872.3165 | Availability A
302901362 | DS-K1F100-D8E_C |  | USB Mifare card enrolment reader | 911.736 | 480.8734 | Availability A
302917483 | DS-K1F600U-D6E-F(O-STD) |  | Face/Fingerprint/Tag enrolment reader | 8894.544 | 4691.2152 | Availability A
Access Control Tags/Cards
303700155 | FM11RF08-M1 |  | Mifare card | 8.544 | 4.5063 | Availability A
302903596 | DS-K7M102-M |  | Hikvision brand Mifare tag | 24.48 | 12.9114 | Call for availability
CX-MF01 | CX-MF01 |  | Mifare card | 15.12 | 7.9747 | Call for availability
CX-MF02 | CX-MF02 |  | MifareTag - Black | 14.4 | 7.5949 | Availability A
Hikvision Door Closers
305700742 | DS-K4DC104 |  | Hikvision medium duty door closer 1100mm opening width 60-85KG | 719.184 | 379.3165 | Availability A
305700743 | DS-K4DC105 |  | Hikvision heavy duty door closer 1250mm opening width 80-120KG | 903.312 | 476.4304 | Call for availability
Maglocks
302901737 | DS-K4H258S |  | Hikvision 280KG maglock with LED 12/24VDC | 664.344 | 350.3924 | Availability A
302901747 | DS-K4H258-LZ |  | ZL bracket for DS-K4H258S | 374.616 | 197.5823 | Availability A
CX-280S | CX-280S |  | 280KG monitored maglock | 1133.16 | 597.6582 | Availability A
CX-280ZL | CX-280ZL |  | ZL Bracket for CX-280 | 457.44 | 241.2658 | Availability A
CX-280ZL-U | CX-280ZL-U |  | U-Bracket for CX-280S | 489.6 | 258.2278 | Call for availability
CX-500S | CX-500S |  | 600KG maglock - monitored | 2217.6 | 1169.6203 | Call for availability
CX-500ZL | CX-500ZL |  | ZL Bracket for CX-500S | 730.8 | 385.443 | Call for availability
Battery Back-up PSU
GS12035DC-UPS-PL | GS12035DC-UPS-PL |  | 3A Plastic access control PSU 12VDC 12VDC Supports up to 8Ah Lead-acid/gel batteries | 806.4 | 425.3165 | Availability A
ZTP1203B | ZTP1203B |  | 3A Access control PSU 12VDC Metal housing with camlock Supports up to 8Ah LiPo/Lead-acid/gel batteries | 930 | 490.5063 | Availability A
ZTP1205B_C | ZTP1205B_C |  | 5A Access control PSU 12VDC Metal housing with camlock Supports up to 18Ah LiPo/Lead-acid/gel batteries | 1179.24 | 621.962 | Availability A
Batteries
G-MAX7 | G-MAX7 |  | 7Ah Lead Acid battery | 285.6 | 150.6329 | Availability A
G-MAX 8 GEL | G-MAX 8 GEL |  | 8Ah Gel battery | 420 | 221.519 | Availability B
EPS1218 DC GEL | EPS1218 DC GEL |  | 18Ah Gel battery | 957.6 | 505.0633 | Availability A
LFP-XTREME 8 | LFP-XTREME 8 |  | Lithium Iron Phosphate(LiFePO4) Battery, 12.8V, 8ah, 102Wh - 6000 Cycles @ 80% DOD - Grade A1 FIRST LIFE Lithium Cells - 3 Year Warranty | 957.6 | 505.0633 | Call for availability
LFP-XTREME 20 | LFP-XTREME 20 |  | Lithium Iron Phosphate(LiFePO4) Battery, 12.8V, 20ah, 256Wh - 6000 Cycles @ 80% DOD - Grade A1 FIRST LIFE Lithium Cells - 3 Year Warranty | 2148 | 1132.9114 | Call for availability
Access Control Accessories
CX-923 | CX-923B |  | Green resettable double pole break glass | 316.92 | 167.1519 | Availability A
CX-924 | CX-924 |  | Green resettable triple pole break glass with buzzer and LED | 704.304 | 371.4684 | Availability A
CX-923A | CX-923A |  | Red resettable break glass | 290.304 | 153.1139 | Availability A
CX-907 | CX-907 |  | No Touch - Exit Sensor | 284.976 | 150.3038 | Availability A
CX-860-28 | CX-860-28 |  | Outdoor no-touch exit sensor | 350.4 | 184.8101 | Availability A
CX-935 | CX-935 |  | Surface box for CX-907 & CX-860-28 | 266.616 | 140.6203 | Availability B
CX-941D-28 | CX-952BW |  | No touch exit button - Silver finish | 332.64 | 175.443 | Availability A
CX-952BW | CX-941D-28 |  | Slimline No-Touch Exit Button | 287.16 | 151.4557 | Availability A
CX-955B | CX-955B |  | Tempered glass no-touch exit sensor | 396.744 | 209.2532 | Availability A
CX-933 | CX-933 |  | Metal back box for CX-955B | 254.4 | 134.1772 | Availability A
CX-903 | CX-903 |  | Slimline flushmount aluminium push button | 132 | 69.6203 | Availability A
CX-909 | CX-909 |  | Surface mount aluminium push button – NONCCOM | 255.312 | 134.6582 | Availability A
CX-DOORLOOP | CX-DOORLOOP |  | Armoured door loop 7mm | 204 | 107.5949 | Availability A
CX-MYLAR-0.22-100 | CX-MYLAR-0.22-100 |  | MYLAR CABLE - 0.22 - 4 PAIR - 100M | 1965.6 | 1036.7089 | Call for availability
Back to the Index

## IMPRO
IMPRO HARDWARE
BPO Code | Product Code | Image | Description | IMPRO MSRP | VASP
Impro Enrolment Hardware
HRN980-5-0-GB_C | HRN980-5-0-GB |  | Impro Desk Mounted Tag Registration Reader. Use with Access Portal; USB, 125kHz or 13.56MHz | 3310.9887 | 1655.4944
SYSTEM CONTROLLERS | Cluster Controller - ONLY
HCM940-0-0-GB_C | HCM940-0-0-GB |  | Cluster controller with no LCD supplied in plastic housing | 6973.2564 | 3486.6282
HCM941-0-0-GB_C | HCM941-0-0-GB |  | Cluster controller supplied in plastic housing for use in IPS metal enclosure. | 6826.1695 | 3413.0847
HCA910-0-0-GB_C | HCA910-0-0-GB |  | Portal Linux OS application controller (Plastic Housing) | 23306.9564 | 11653.4782
HCA930-0-0-GB_C | HCA930-0-0-GB |  | EC3 Portal Linux OS application controller (IPS Housing) | 24533.7029 | 12266.8514
CLUSTERED DOOR CONTROLLERS | Wiegand Hardware - IPS Boxed Solution
| HCX930-0-0-GB-00 |  | IPS boxed solution includes cluster controller (No LCD), with one OSDP reader module (supports 2 readers). IPS box has space for 3 additional modules (I08 I/O modules or additional reader modules) | 14357.1392 | 7178.5696
| HMX901-0-0-GB-00 |  | Single OSDP reader module (supports 2 readers) for use with HCX930-0-0-GB | 5839.4704 | 2919.7352
Wiegand Hardware - Plastic Housing
| HCX910-0-0-GB-00 |  | Cluster controller (No LCD), with one OSDP reader module (supports 2 readers). | 10280.8263 | 5140.4131
| HMX900-0-0-GB-00 |  | Single OSDP\Wiegand reader module (supports 2 readers) for use with HCX910-0-0-GB | 6082.8324 | 3041.4162
| IPS900-0-0-GB-01 |  | Integrated Power Supply (Switch Mode) in small metal enclosure | 3810.8879 | 1905.444
| IPS901-0-0-GB-00 |  | IPS Integrated Power Supply (Switch Mode) in large metal enclosure | 4078.3187 | 2039.1593
DISTRIBUTED DOOR CONTROLLERS | iTRT Twin Remote Terminals
| HCD900-0-0-GB-00 |  | iTRT2 Distributed Controller PC Board only | 7360.4789 | 3680.2394
| HCD905-0-0-GB-00 |  | iTRT2 Distributed Controller only in Plastic Enclosure (NO PSU) | 7854 | 3927
| HCD901-0-0-GB-00 |  | iTRT2 Distributed Controller in metal box with intelligent power supply - Terminal Block | 11458.75 | 5729.375
| HCD903-0-0-GB-00 |  | iTRT2 Distributed Controller in metal box with intelligent PoE++ module | 13261.25 | 6630.625
| HCD910-0-0-GB-00 |  | ITRT2 with Electronic Lock support, Plastic Module (ASSA Abloy EL560 EL561 electronic locks only) | 8101.156 | 4050.578
| HCD911-0-0-GB-00 |  | iTRT2 Distributed Controller with Electronic Lock support in metal box - Intelligent PSU - Terminal | 12200.35 | 6100.175
Multi-Discipline Readers
BRAND NEW! | Primo Nero Secure Multi-discipline Mobile Readers
Standard Card Reader | PMR900-5-8-GB-00 | Reader only | Primo Nero - Mullion Mobile Capable Reader (Impro Key) | 3334.625 | 1667.3125
Standard Keypad Card Reader | PMK900-5-8-GB-00 | Reader only | Primo Nero - Mullion Keypad Mobile Capable Reader (Impro Key) | 4622.125 | 2311.0625
Junction Box Card Reader | PJR900-5-8-GB-00 | Reader only | Primo Nero - Junction Mobile Capable Reader (Impro Key) | 3720.875 | 1860.4375
Junction Box Keypad Card Reader | PJK900-5-8-GB-00 | Reader only | Primo Nero - Junction Keypad Mobile Capable Reader (Impro Key) | 5008.375 | 2504.1875
Harsh Environment Reader | PHR903-5-8-GB-00 |  | Primo Nero - Harsh Environment Reader, HID Mobile Enabled with 5 x 3yr HID Enterprise Mobile Credentials {(MID-SUB-T-103(IMPROMOB)} - Impro Keys | 4107.125 | 2053.5625
Harsh Environment Reader | PHR904-5-8-GB-00 |  | Primo Nero - Harsh Environment Reader, HID & STid Enabled, includes 5 of each credential types (10 credentials) - Impro Keys | 8999.625 | 4499.8125
OSDP | MDR-SE Mobile
NEW - Moble Ready, not mobile enabled | HRX915-4-8-GB-00 Recommend in stock |  | MDR-SE Mobile Ready, Capable for future Mobile licensing, No Keys - OSDP | 3090 | 1545
| ULT936-1-0-NN-00 | License to Enable Stid Mobile | Unlock License - Enable STid Mobile on Mobile Reader with 5 x Perpetual Mobile Credentials - Impro Keys | 2832.5 | 1416.25
| ULT937-1-0-NN-00 | License to Enable Stid Mobile | Unlock License - Enable HID Mobile on Mobile Reader with 5 x 3 year Enterprise Mobile Credential Licenses - Impro Keys | 2832.5 | 1416.25
| ULT938-1-0-NN-00 | License to Enable HID Mobile & Stid | Unlock License - Enable StiD & HID Mobile on Mobile Reader with 5 credentials of each type - Impro Keys | 4892.5 | 2446.25
Stid Mobile enabled with 5 licenses | HRX916-4-8-GB-00 |  | MDR-SE Mobile STid Enabled with 5 x Perpetual Mobile Credentials - Impro Keys - OSDP | 5150 | 2575
HID Mobile enabled with 5 licenses | HRX917-4-8-GB-00 |  | MDR-SE Mobile HID Enabled with 5 x 3 year Enterprise Mobile Credential Licenses - Impro Keys - OSDP | 5150 | 2575
HID & Stid Mobile enabled with 5 licenses | HRX918-4-8-GB-00 |  | MDR-SE Mobile STid & HID Enabled with 5 credentials of each type - Impro Keys - OSDP | 7725 | 3862.5
| MOBILE CREDENTIALS |  | *Please refer to the HID and STid Credentials tabs for Custom provider MOB key credential pricing for the above.
Stid Mobile - once-off cost | CREDIT-BLE-ONLINE-IMPRO-STid |  | STid - Mobile Credential - for use with Impro MDR-SE Mobile standard key readers & STid Mobile Credits - Impro | 120 | 75
HID Mobile | MID-SUB-T103 |  | Enterprise Mobile Credential - Subscription based MOQ20 New Customer - 3yr subscription *Indicative Pricing | 124.36 | 77.725
HID Mobile | MID-SUB-T103-ADD |  | Enterprise Mobile Credential - Subscription based MOQ20 Existing Customer adding more credentials *Indicative Pricing | 124.36 | 77.725
PROMO PRICE | MDR-SE
Not Mobile Ready | HRW910-5-8-GB-00 |  | MDR-SE Wiegand - MULTI-DISCIPLINE READER WITH SEOS, 13.56MHZ, 125KHZ, WIEGAND | 2305.14 | 1152.57
Not Mobile ready | HRW911-5-8-GB-00 |  | MDR-SE OSDP - MULTI-DISCIPLINE READER WITH SEOS, 13.56MHZ, 125KHZ, OSDP | 2305.14 | 1152.57
Legacy Wiegand |  | Impro Standard Wiegand Card Readers
HRW900-5-0-GB_C | HRW900-5-0-GB |  | Impro Non-keypad Multi-discipline Reader (MDR) with Buzzer. Tri-coloured LED and 10 way terminal block for easy installation | 2943.0752 | 1471.5376
HRW902-5-0-GB_C | HRW902-5-0-GB |  | Impro Non-keypad Multi-discipline Reader (MDR) with Buzzer. Tri-coloured LED and Second edition with pigtail | 3310.7925 | 1655.3962
HRW901-5-0-GB_C | HRW901-5-0-GB |  | Impro 12-Digit Multi-discipline Keypad Reader (MDK) with Buzzer. Tri-coloured LED and 10 way terminal block for easy installation | 3126.9338 | 1563.4669
| HRW903-5-0-GB |  | Impro MDK Multi-Discipline Reader, 125kHz & 13.56MHZ Reader, Wiegand Interface, Second Edition with Pigtail IP65 | 3678.5097 | 1839.2549
| HRN900-5-0-GB-02 |  | MJR: Impro non-keypad multi-discipline junction box reader (MJR) with buzzer, ABS enclosure and tri-coloured LED IP54 | 3495.3197 | 1747.6598
HRK901-5-0-GB_C | HRK901-5-0-GB-02 |  | MJK: Impro 12-digit multi-discipline junction box keypad reader (MJK) with buzzer, ABS enclosure, tri-coloured LED and backlighting IP54 | 4292.2633 | 2146.1316
DISCONTINUED - Feb 2026 replacement - PHR903 | HRW920-1-0-GB |  | Impro Wiegand Metal Non-Keypad Reader (125khz cards only)
DISCONTINUED - Aug 2025 | HRK920-1-0-GB |  | Impro Wiegand MK Metal Keypad Reader
HRT900-5-0-GB_C | HRT900-5-0-GB-01 |  | MDTA: Impro multi-discipline time and attendance reader (MDTA) RS485 only. Supports both 125kHz & 13.56MHz, card and pin authentication. No relays/inputs (MOQ 15) | 6684.4312 | 3342.2156
HRB901-5-0-GB | HRB901-5-0-GB |  | Impro Multi-discipline Biometric Time & Attendance Reader (BMTA) RS485 & TCP/IP. Supports both 125kHz & 13.56MHz, finger, card and pin authentication; No relays/inputs (Requires HSP920 for door control) | 14719.3875 | 7359.6938
HSP920-0-0-GB_C | HSP920-0-0-GB |  | Impro S-Bus relay box (for use with BMTA only) with one relay and two digital inputs | 1838.5863 | 919.2931
GRB909-0-0-GB-00 | GRB909-0-0-GB |  | Impro NIT901 / 1101-04-USB01-01 Hamster II USB Enrolment Reader | 3370.3516 | 2359.2461
Digital I/O Hardware
HMO900-0-0-GB_C | HMO900-0-0-GB |  | Impro Single I/O-8 Module. 8 inputs and 8 relays; Use with a plastic housing cluster controller | 5519.1324 | 2759.5662
HMO901-0-0-GB_C | HMO901-0-0-GB |  | Impro Single IO-8 Module 8 Inputs & 8 Relays; Use with a cluster controller in an IPS box | 5151.1085 | 2575.5542
RF Receiver
HRR900-0-1-GB_C | HRR900-0-1-GB |  | Impro 433MHz RF Receiver with Built-in Antenna and Buzzer; Compatible with Wiegand cluster controllers | 2452.2662 | 1226.1331
See Cards&Tags Tab - Price breaks available | TRK900-1-1-GB - See credentials TAB |  | Impro Four Button Transmitter. FSK, 433.92MHz and 125kHz; Designed to work in an indoor or outdoor environment similar to IP55, the Impro QT is water resistant (Price break apply >250 units) | 0 | 0
Antenna Hardware - Purchase on request only
IXP220 / IXP400 ImproNet - POA
Tag Retention Readers (Drop box)
HRD900-5-0-GB_C | HRD900-5-0-GB |  | Impro Tag retention reader, internal mechanism only, RS485 and TCP/IP, stainless steel powder coated frame, with 2 relays and 4 digital inputs | 20853.4634 | 10426.7317
HRD901-5-0-GB_C | HRD901-5-0-GB |  | Impro Tag Retention Reader. Full height stainless steel housing; Powder coated white; 2 Relays and 4 digital inputs (Unit must be mounted on a vertical surface) | 41708.1536 | 20854.0768
3rd PARTY EQUIPMENT
BPO Code | Product Code | Image | Description | IMPRO MSRP | VASP
NEW! | Control ID Face Reader
| IDFMAX/FP/M-IMPRO |  | IDFACE MAX Face & RFID Mifare - 7” touchscreen display - RFID 13.56MHz Mifare - IP65 ingress protection level - Integrated SIP intercom - TCP/IP, USB, Wi-Fi* and Bluetooth* connectivity - Identification of up to 100,000 faces* with face liveness detection *Integrated - incl. Unlock Token | 7725.8622 | 5890.9699
| IDFACE/FP/M-IMPRO |  | iDFace Access Controller Face & RFID Mifare - IP65 - 3.5” touchscreen display - TCP/IP, USB, Wi-Fi* and Bluetooth* connectivity - Identification of up to 3000 faces with face liveness detection* *Integrated - incl. Unlock Token | 3875.5615 | 2955.1157
| LIC/IDFMAX/50K-CID |  | Upgrade IDFMAX user database to 50k users | 9623.4901 | 7337.9112
| LIC/IDFMAX/100K-CID |  | Upgrade IDFMAX user database to 100k users | 20032.5712 | 15274.8355
| LIC/IDFACE/PRO-CID |  | Upgrade iDFace Lite to iDFace Pro (Increases to 10000 faces + SIP intercom) | 3211.1033 | 2448.4663
| LIC/IDFACE/15K-CID |  | Upgrade iDFace Pro (Increases to 15000 faces) | 4495.5447 | 3427.8528
| LIC/IDFACE/30K-CID |  | Upgrade iDFace Pro (Increases to 30000 faces) | 7706.648 | 5876.3191
RNS673-SS316L | RNS673-SS316L |  | Stainless steel 316L rainshield for 673 series reader | 624.552 | 329.4051
MASIGMALITESSCOVER | SIGMA Lite Complete Cover |  | Stainless steel ruggedised mounting bracket plus cover for the SIGMA Lite (Outdoor) | 923.0769 | 750
Both these housings fit an ID Face reader
NEW! | Control ID Long Range UHF Reader
| iDUHF-IMPRO |  | IDUHF Long Range UHF Reader - Reading and authentication of tags on the device, Controls motor drive board, Embedded software and TCP/IP communication, Up to 200.000 registered users, IP65 Protection, Reading distance up to 15 mts | 21792.2951 | 16616.625
| RFID/TAG/UHF-CID |  | iDUHF Tags | 22.8648 | 17.4344
NEW! | Control ID Spare Parts
Spare Parts | INT/SECBOXV2-CID |  | Security I/O Module (SECBOXV2) for all access equipment | 993.3747 | 757.4482
Spare Parts | INT/KITZIP/IDFACE-CID |  | Cable kit for iDFace | 253.3408 | 193.1723
Spare Parts | IDFACE/PLA/SUP-CID |  | Plastic part (ABS) for Facial Access Controller - Wall Mount | 490.8768 | 374.2935
Spare Parts | INT/KITZIP/IDUHF-CID |  | Cable and connector kit for IDUHF | 892.5032 | 680.5337
Spare Parts | MAN/UHF/SUPORTE-CID |  | Set of metal accessories for iDUHF containing all mounting brackets and screws | 8161.7561 | 6223.339
Hikvision Unlock Tokens for Access Portal
ULT919-1-0-NN | ULT919-1-0-NN-00 |  | UNLOCK TOKEN FOR HIKVISION PRO SERIES FACIAL READER LICENSE FOR ACCESS PORTAL-Consult with your sales representative for details on supported models | 3593.6082 | 3144.4072
ULT919-1-0-NN | ULT920-1-0-NN-00 |  | UNLOCK TOKEN FOR HIKVISION ULTRA SERIES FACIAL READER LICENSE FOR ACCESS PORTAL-Consult with your sales representative for details on supported models | 4962.6018 | 4342.2766
Enrol with any reader or enrolment reader | DS-K1F600U-D6E-F(O-STD) |  | Face/Fingerprint/Tag enrolment reader | refer to SS PL
Hikvision ANPR with Wiegand - Integrated
| iDS-2CD7A46G2/P-IZHSY(2.8-12mm) |  | Confirm integrated Hikvision ANPR models with Sensor - require Wiegand output -Y | refer to SS PL
| MS-LPR-CAM |  | Hikvision Integration License per camera LPR Synch by Maverick | 2500 | 2125
Idemia Enrolment Hardware
MRB929-0-0-GB_C | MRB929-0-0-GB |  | MSO 330 (includes SWQ/MorphoPak LIC) VERIF | 11182.9863 | 8527.027
Idemia with Impro Unlock Tokens (for iClass and HID Prox options please contact)
MRB918-0-0-GB_C | MRB918-0-0-GB |  | Morpho Access Sigma Lite Bio IP65* (Ident 500 persons), (extendable to 20 000) 12VDC/PoE INCLUDES IMPRO UNLOCK | 12160.0771 | 9272.0588
MRB921-0-0-GB_C | MRB921-0-0-GB |  | Morpho Access Sigma Lite Multi IP65* (500 persons) (extendable to 20 000) Ident with Mifare/Desfire Card Reader, 12VDC/PoE INCLUDES IMPRO UNLOCK | 13510.1254 | 10050.2152
MRB925-0-0-GB_C | MRB925-0-0-GB |  | Morpho Access Sigma Lite Plus with display IP65* (500 persons) (extendable to 20 000) Ident with Mifare/Desfire Card Reader, 12VDC/PoE INCLUDES IMPRO UNLOCK | 16728.5439 | 12755.5147
MRB907-0-0-GB_C | MRB907-0-0-GB |  | Morpho Access Sigma Multi (5000 persons) (extendable to 100 000) Ident with Mifare/Desfire Card Reader, 12VDC/PoE INCLUDES IMPRO UNLOCK | 22290.2604 | 16996.3235
NEW Replacing Extreme | HTB902-0-0-GB-00 |  | Impro EABR, IMPRO BIOMETRIC READER TERMINAL WITH THE CBM V3 MODULE AND THE HID SAM for use with Access Portal and Primo | 47565.4 | 27944.6725
NEW Replacing Extreme | HTB903-0-0-GB-00 |  | Impro EABR, IMPRO BIOMETRIC READER TERMINAL WITH THE CBM V3 MODULE AND THE NXP SAM for use with Access Portal and Primo | 47565.4 | 27944.6725
NEW | HCB911-5-0-GB-03 several OEM models available |  | Impro OEM EABR with HID iClass & Mifare Read/Write; Morpho CBM-E3 Module; with XSR S-Bus relay - for use with X-Time only | 36801.1431 | 21620.6716
MRB952-0-0-GB | MRB952-0-0-GB |  | MorphoWave Compact SP MD (Mifare & Desfire) 10k users not extendable, IP65 INCLUDES IMPRO UNLOCK | 56403.0858 | 43007.3529
NEW XP2 | 293809715-IMPRO |  | MorphoWave Compact XP2 MD (Mifare & Desfire) - INCLUDES IMPRO UNLOCK | 101646.5767 | 77505.5147
MRB948-0-0-GB-00 | MRB948-0-0-GB-00 |  | Idemia VisionPass MD face reader (Mifare & Desfire) 20 000 users standard (extendable to 40 000 and 100 000), IP65 INCLUDES IMPRO UNLOCK | 77567.5024 | 59145.2206
NEW | MRB957-0-0-GB-00 |  | VisionPass SP MD, 2D Stereovision System with Mifare Desfire reader (Ident 1:10 000 persons) (extendable to 50 000) INCLUDES IMPRO UNLOCK | 36133 | 27551.4125
Sigma User Expansion Licenses
MLI924-0-0-GB-00 | MLI924-0-0-GB-00 |  | MorphoSigma Lite upgrade (3,000) | 1783.0676 | 1359.589
MLI901-0-0-GB | MLI901-0-0-GB-00 |  | MorphoSigma upgrade (10,000) | 2306.3104 | 1758.5616
NEW | 293729628-IDEMIA |  | Sigma Extension Upgrade (20k) for Lite/Lite+ only | 3146.1936 | 2398.9726
MLI902-0-0-GB | MLI902-0-0-GB-00 |  | MorphoSigma upgrade (50,000) | 4823.7143 | 3678.0822
MLI903-0-0-GB | MLI903-0-0-GB-00 |  | MorphoSigma upgrade (100,000) | 9544.1276 | 7277.3973
| 293679290 |  | MorphoWave Upgrade 20k to 40k | 16988.547 | 12953.7671
| 293762855 |  | MorphoWave Upgrade 40k to 100k | 34188.1877 | 26068.4932
| 293762264 |  | VisionPass Extension Upgrade (40k) | 6501.2351 | 4957.1918
NEW | 293815271-IDEMIA |  | VisionPass SP Extension Upgrade (50k) | 6606.7819 | 5037.6712
| 293794774 |  | VisionPass Extension Upgrade (100k) VP MD only | 13004.7159 | 9916.0959
Nedap Long Range Reader
| 9234195-NEDAP |  | uPASS Go - UHF RFID Long Range Reader using passive technology for vehicle identification based on UHF tags. Read range is up to 10 meter. Including mounting bracket | 42006.8457 | 33605.4766
| 9567658-NEDAP |  | uPASS Go Weather Protection Hood | 2730.1187 | 2184.0949
| 9567593-NEDAP |  | uPASS Go - Mount Set Extension | 4426.9255 | 3541.5404
Please enquire for full list of Target, Ultimate & accessories
NTU900-0-0-NN/1-50 | NTU900-0-0-NN |  | UHF Windshield Tag with Impro Branding, 1-499 units | 92.6989 | 73.0004
NTU900-0-0-NN/1-50 | NTU900-0-0-NN |  | UHF Windshield Tag with Impro Branding, 500-999 units | 89.1336 | 70.1927
NTU900-0-0-NN/1-50 | NTU900-0-0-NN |  | UHF Windshield Tag with Impro Branding, 1000+ units | 86.9052 | 68.4379
Please enquire for full list of tag options
IMPRO SOFTWARE
BPO Code | Product Code | Image | Description | IMPRO MSRP | VASP
Once-off License | Primo v2026.2 Software
PRIMO (on-Prem) | System Limit | Site Limit | Please refer to datasheet for full list of limits.
APP905 | 1 Site 200 Credentials 10 Doors 200 Credential holders | 200 Credentials 10 Doors 200 Credential holders | Primo On-Prem Software, System: 1 Site, 200 Credentials, 10 Doors, 200 Credential holders | 5000 | 3437.5
APP905-R | 1 Site 200 Credentials 10 Doors 200 Credential holders | 200 Credentials 10 Doors 200 Credential holders | Upgrade Primo (v2025.x to v2026.x) | 2778 | 1909.875
APPU910 |  |  | Primo - Upgrade from APP905 to APP910 | 3000 | 2062.5
APP910 | 2 Sites 500 Credentials 20 Doors 500 Credential holders | 500 Credentials 20 Doors 500 Credential holders | Primo On-Prem Software, System: 2 Sites, 500 Credentials, 20 Doors, 500 Credential holders Per Site: 500 Credentials, 20 Doors, 500 Credential holders | 8000 | 5500
APP910-R | 2 Sites 500 Credentials 20 Doors 500 Credential holders | 500 Credentials 20 Doors 500 Credential holders | Upgrade Primo (v2025.x to v2026.x) | 4444 | 3055.25
APP910-3M | 2 Sites 500 Credentials 20 Doors 500 Credential holders | 500 Credentials 20 Doors 500 Credential holders | Primo 3 Month POC | 1600 | 1100
APPU915 |  |  | Primo - Upgrade from APP910 to APP915 | 4000 | 2750
APP915 | 5 Sites 1k Credentials 30 Doors 1k Credential holders | 1k Credentials 30 Doors 1k Credential holders | Primo On-Prem Software, System: 5 Sites, 1k Credentials, 30 Doors, 1k Credential holders Per Site: 1k Credentials, 30 Doors, 1k Credential holders | 12000 | 8250
APP915-R | 5 Sites 1k Credentials 30 Doors 1k Credential holders | 1k Credentials 30 Doors 1k Credential holders | Upgrade Primo (v2025.x to v2026.x) | 6667 | 4583.5625
APPU920 |  |  | Primo - Upgrade from APP915 to APP920 | 1500 | 1031.25
APP920 | 10 Sites 2k Credentials 50 Doors 2k Credential holders | 2k Credentials 50 Doors 2k Credential holders | Primo On-Prem Software, System: 10 Sites, 2k Credentials, 50 Doors, 2k Credential holders Per Site: 2k Credentials, 50 Doors, 2k Credential holders | 13500 | 9281.25
APPU930 |  |  | Primo - Upgrade from APP920 to APP930 | 1500 | 1031.25
APP930 | 25 Sites 5k Credentials 100 Doors 5k Credential holders | 5k Credentials 100 Doors 5k Credential holders | Primo On-Prem Software, System: 25 Sites, 5k Credentials, 100 Doors, 5k Credential holders Per Site: 5k Credentials, 100 Doors, 5k Credential holders | 15000 | 10312.5
APPU935 |  |  | Upgrade APP930 to APP935 | 2500 | 1718.75
APP935 | 25 Sites 250k Credentials 200 Doors 125k Credential holders | 10k Credentials 200 Doors 5k Credential holders | Primo On-Prem Software, System: 25 Sites, 250k Credentials, 200 Doors, 125k Credential holders Per Site: 10k Credentials, 200 Doors, 10k Credential holders | 17500 | 12031.25
APPU940 |  |  | Upgrade APP935 to APP940 | 27000 | 18562.5
APP940 | 250 Sites 250k Credentials 500 Doors 125k Credential holders | 35k Credentials 500 Doors 10k/35k Credential holders *Controller dependent | Primo On-Prem Software, System: 250 Sites, 250k Credentials, 500 Doors, 125k Credential holders Per Site: *10k/35k Credentials, 500 Doors, *10k/35k Credential holders *Controller dependent | 44500 | 30593.75
APPU945 |  |  | Upgrade from APP940 to APP945 | 27000 | 18562.5
APP945 | 250 Sites 250k Credentials 1000 Doors 250k Credential holders | 50k Credentials 1000 Doors 10k/50k Credential holders *Controller dependent | Primo On-Prem Software, System: 250 Sites, 250k Credentials, 1000 Doors, 250k Credential holders Per Site: *10k/50k Credentials, 1000 Doors, *10k/50k Credential holders *Controller dependent | 71500 | 49156.25
APPU950 |  |  | Upgrade APP945 to APP950 | 27250 | 18734.375
APP950 | 250 Sites 250k Credentials 1500 Doors 250k Credential holders | 75k Credentials 1500 Doors 10k/75k Credential holders *Controller dependent | Primo On-Prem Software, System: 250 Sites, 250k Credentials, 1500 Doors, 250k Credential holders Per Site: *10k/75k Credentials, 1500 Doors, *10k/75k Credential holders *Controller dependent | 98750 | 67890.625
APPU955 |  |  | Upgrade APP950 to APP955 | 26250 | 18046.875
APP955 | 250 Sites 250k Credentials 2000 Doors 250k Credential holders | 100k Credentials 2000 Doors 10k/100k Credential holders *Controller dependent | Primo On-Prem Software, System: 250 Sites, 250k Credentials, 2000 Doors, 250k Credential holders Per Site: *10k/100k Credentials, 2000 Doors, *10k/100k Credential holders *Controller dependent | 125000 | 85937.5
APPU960 |  |  | Upgrade APP955 to APP960 | 27000 | 18562.5
APP960 | 250 Sites 250k Credentials 2500 Doors 250k Credential holders | 250k Credentials 2500 Doors 10k/250k Credential holders *Controller dependent | Primo On-Prem Software, System: 250 Sites, 250k Credentials, 2500 Doors, 250k Credential holders Per Site: *10k/250k Credentials, 2500 Doors, *10k/250k Credential holders *Controller dependent | 152000 | 104500
APPU965 |  |  | Upgrade APP960 to APP965 | 48000 | 33000
APP965 | 250 Sites 500k Credentials 5000 Doors 500k Credential holders | 500k Credentials 5000 Doors 10k/500k Credential holders *Controller dependent | Primo On-Prem Software, System: 250 Sites, 500k Credentials, 5000 Doors, 500k Credential holders Per Site: *10k/500k Credentials, 5000 Doors, *10k/500k Credential holders *Controller dependent | 200000 | 137500
APPU970 |  |  | Upgrade APP965 to APP970 | 80000 | 55000
APP970 | 250 Sites 1M Credentials 10000 Doors 1M Credential holders | 1M Credentials 10000 Doors 10k/1M Credential holders *Controller dependent | Primo v2025 Software, System: 250 Sites, 1M Credentials, 10k Doors, 1M Credential holders Per Site: *10k/1M Credentials, 10k Doors, *10k/1M Credential holders *Controller dependent | 280000 | 192500
ANNUAL LICENSE | Primo 2026.x Self Hosted
NEW! | System Limit | Site Limit | Please refer to datasheet for full list of limits. Controller Firmware is different
APP905-12M-CS | 1 Site 200 Credentials 10 Doors 200 Credential holders | 200 Credentials 10 Doors 200 Credential holders | Primo Self Hosted Software, System: 1 Site, 200 Credentials, 10 Doors, 200 Credential holders | 3333.3333 | 2291.6667
APP910-12M-CS | 2 Sites 500 Credentials 20 Doors 500 Credential holders | 500 Credentials 20 Doors 500 Credential holders | Primo Self Hosted Software, System: 2 Sites, 500 Credentials, 20 Doors, 500 Credential holders Per Site: 500 Credentials, 20 Doors, 500 Credential holders | 5333.3333 | 3666.6667
APP915-12M-CS | 5 Sites 1k Credentials 30 Doors 1k Credential holders | 1k Credentials 30 Doors 1k Credential holders | Primo Self Hosted Software, System: 5 Sites, 1k Credentials, 30 Doors, 1k Credential holders Per Site: 1k Credentials, 30 Doors, 1k Credential holders | 8000 | 5500
Please enquire for full list of options |  |  | More……
ANNUAL LICENSE | Primo 2026.x Live Cloud Impro Hosted
NEW! | System Limit | Site Limit | Please refer to datasheet for full list of limits. Controller Firmware is different
APP905-12M-CI | 1 Site 200 Credentials 10 Doors 200 Credential holders | 200 Credentials 10 Doors 200 Credential holders | Primo Live Cloud Software, System: 1 Site, 200 Credentials, 10 Doors, 200 Credential holders | 3333.3333 | 2291.6667
APP910-12M-CI | 2 Sites 500 Credentials 20 Doors 500 Credential holders | 500 Credentials 20 Doors 500 Credential holders | Primo Live Cloud Software, System: 2 Sites, 500 Credentials, 20 Doors, 500 Credential holders Per Site: 500 Credentials, 20 Doors, 500 Credential holders | 5333.3333 | 3666.6667
APP915-12M-CI | 5 Sites 1k Credentials 30 Doors 1k Credential holders | 1k Credentials 30 Doors 1k Credential holders | Primo Live Cloud Software, System: 5 Sites, 1k Credentials, 30 Doors, 1k Credential holders Per Site: 1k Credentials, 30 Doors, 1k Credential holders | 8000 | 5500
Please enquire for full list of options |  |  | More……
ANNUAL COST | Primo 2026.x Live Cloud
NEW! | IMPRO HOSTED 12 MONTH
APP-ENT-IMPRO |  |  | Enterprise Connected Controller | 28875 | 19851.5625
APP-ENT5-IMPRO |  |  | <=5 Connected Controllers | 88200 | 60637.5
APP-ENT10-IMPRO |  |  | <=10 Connected Controller | 115475 | 79389.0625
Please enquire for full list of options |  |  | More……
NEW! | Access Portal to Primo upgrade - available on request
NEW! | IXP to Primo Upgrade Licence - Please enquire for full list of options
| SS-21 | IXP400/220 database conversion | IXP220\400 Database Conversion to Primo | 9090.91 | 6250.0006
| SS-03 | DB repair | Off-site database repair (per hour) - Remove tags not used/visitors/suspended - 6/12 months | 1727.27 | 1187.4981
| SS-22 | Portal to Primo | Access Portal to Primo Database Conversion | 9090.91 | 6250.0006
Enquire about database merging, cistom reports,
IXP to Primo 2026.1 | IXPUP905 | IXP to APP905 | Primo v2025.X Software, System: 1 Site, 200 Credentials, 10 Doors, 200 Credential holders | 2000 | 1375
| IXPUP910 | IXP to APP910 | Primo v2025.X Software, System: 2 Sites, 500 Credentials, 20 Doors, 500 Credential holders Per Site: 500 Credentials, 20 Doors, 500 Credential holders | 3200 | 2200
| IXPUP915 | IXP to APP915 | Primo v2025.X Software, System: 5 Sites, 1k Credentials, 30 Doors, 1k Credential holders Per Site: 1k Credentials, 30 Doors, 1k Credential holders | 4800 | 3300
| IXPUP920 | IXP to APP920 | Primo v2025.X Software, System: 10 Sites, 2k Credentials, 50 Doors, 2k Credential holders Per Site: 2k Credentials, 50 Doors, 2k Credential holders | 5400 | 3712.5
| IXPUP930 | IXP to APP930 | Primo v2025.X Software, System: 25 Sites, 5k Credentials, 100 Doors, 5k Credential holders Per Site: 5k Credentials, 100 Doors, 5k Credential holders | 6000 | 4125
| IXPUP935 | IXP to APP935 | Primo v2025.X Software, System: 25 Sites, 250k Credentials, 200 Doors, 125k Credential holders Per Site: 10k Credentials, 200 Doors, 10k Credential holders | 7000 | 4812.5
Please enquire for full list of options |  |  | More……
BPO Code | Product Code | Image | Description | IMPRO MSRP | VASP
Access Portal software Version 6.1
| SLP935 | 10k Credentials 5k users/site 200 Doors | Portal Software System: 25 Sites, 250k Credentials, 200 Doors, 125k Credential holders Per Site: 10k Credentials, 200 Doors, 5k Credential holders | 17500 | 12031.25
| SLPU940 |  | Upgrade SLP935 to SLP940 | 27000 | 18562.5
| SLP940 | 35k Credentials 10k/35k users/site (CC/EC) 500 Doors | Portal Software System: 250 Sites, 250k Credentials, 500 Doors, 125k Credential holders Per Site: *10k/35k Credentials, 500 Doors, *10k/35k Credential holders *Controller dependent | 44500 | 30593.75
| SLPU945 |  | Upgrade SLP940 to sLP945 | 27000 | 18562.5
| SLP945 | 50k Credentials 10k/50k users/site (CC/EC) 1000 Doors | Portal Software System: 250 Sites, 250k Credentials, 1k Doors, 250k Credential holders Per Site: *10k/50k Credentials, 1k Doors, *10k/50k Credential holders *Controller dependent | 71500 | 49156.25
| SLPU950 |  | Upgrade SLP945 to SLP950 | 27250 | 18734.375
| SLP950 | 75k Credentials 10k/75k users/site (CC/EC) 1500 Doors | Portal Software System: 250 Sites, 250k Credentials, 1500 Doors, 250k Credential holders Per Site: *10k/75k Credentials, 1500 Doors, *10k/75k Credential holders *Controller dependent | 98750 | 67890.625
| SLPU955 |  | Upgrade SLP950 to SLP955 | 26250 | 18046.875
| SLP955 | 100k Credentials 10k/100k users/site (CC/EC) 2000 Doors | Portal Software System: 250 Sites, 250k Credentials, 2k Doors, 250k Credential holders Per Site: *10k/100k Credentials, 2k Doors, *10k/100k Credential holders *Controller dependent | 125000 | 85937.5
| SLPU960 |  | Upgrade SLP955 to SLP960 | 27000 | 18562.5
| SLP960 | 250k Credentials 10k/250k users/site (CC/EC) 2500 Doors | Portal Software System: 250 Sites, 250k Credentials, 2500 Doors, 250k Credential holders Per Site: *10k/250k Credentials, 2500 Doors, *10k/250k Credential holders *Controller dependent | 152000 | 104500
| SLPU965 |  | Upgrade SLP960 to SLPU965 | 48000 | 33000
| SLP965 | 500k Credentials 10k/500k users/site (CC/EC) 5000 Doors | Portal Software System: 250 Sites, 500k Credentials, 5k Doors, 500k Credential holders Per Site: *10k/500k Credentials, 5k Doors, *10k/500k Credential holders *Controller dependent | 200000 | 137500
| SLPU970 |  | Upgrade SLP965 to SLP970 | 80000 | 55000
| SLP970 | 1M Credentials 10k/1m users/site (CC/EC) 10000 Doors | Portal Software System: 250 Sites, 1M Credentials, 10k Doors, 1M Credential holders Per Site: *10k/1M Credentials, 10k Doors, *10k/1M Credential holders *Controller dependent | 280000 | 192500
Access Portal v4 to v5 Upgrade to v6.1
Access Portal Pro V.4/V5 | APU935 | SLP900 to SLP935 | Portal v6.1.X Software System: 25 Sites, 250k Credentials, 200 Doors, 125k Credential holders Per Site: 10k Credentials, 200 Doors, 5k Credential holders | 5775 | 3970.3125
| APU941 | SLP900 to SLP940 | Portal v56.1X Software System: 250 Sites, 250k Credentials, 500 Doors, 125k Credential holders Per Site: *10k/35k Credentials, 500 Doors, *10k/35k Credential holders *Controller dependent | 5775 | 3970.3125
| APU946 | SLP900 to SLP945 |  | 5775 | 3970.3125
| APU951 | SLP900 to SLP950 |  | 5775 | 3970.3125
| APU956 | SLP900 to SLP955 |  | 5775 | 3970.3125
Acces Portal Enterprise V.4/V5 |  | As per above for Enterprise | SLP911 / SLP912 / SLP913/ SLP914 please enquire for correct code | 14685 | 10095.9375
Please enquire for full list of tiers |  |  | More…
NEW! | IXP to Portal Upgrade Licence - Please enquire for full list of options
IXP400 database upgrade | SS-08 |  | IXP400 to latest version of Access Portal database conversion* | 7272.73 | 5000.0019
IXP220 databse upgrade | SS-07 |  | IXP220 to latest version of Access Portal database conversion* | 7272.73 | 5000.0019
DB repair | SS-03 |  | Off-site database repair (per hour) - Remove tags not used/visitors/suspended - 6/12 months | 1727.27 | 1187.4981
Enquire about database merging, custom reports
IXP to Portal V6.1 | IXPUAP935 |  | IXP to SLP935 | 14000 | 9625
| IXPUAP940 |  | IXP to SLP940 | 35600 | 24475
| IXPUAP945 |  | IXP to SLP945 | 57200 | 39325
Please enquire for full list of options |  |  | More options…..
IMPRO CREDENTIALS
BPO Code | Product Code | Image | Description | IMPRO MSRP | VASP
Tags & Cards - Pricebreaks available on request
TKX900-1-0-NN | TKX900-1-0-NN |  | Impro Key Ring Tag. Omega - medium grey | 24.6804 | 23.4464
TKR900-1-0-NN | TKR900-1-0-NN |  | Impro Rectangular Key Ring Tag 125khz | 29.2743 | 27.8106
TKR901-1-0-NN | TKR901-1-0-NN |  | Impro Rectangular keyring tag, Mifare 13.56MHz | 45.332 | 43.0654
TLR900-1-0-NN | TLR900-1-0-NN |  | Impro Semi Slim Long Range ISO Tag | 26.199 | 24.8891
TRK900-1-1-GB | TRK900-1-1-GB |  | Impro Four Button Transmitter. FSK, 433.92MHz and 125kHz; Designed to work in an indoor or outdoor environment similar to IP55, the Impro QT is water resistant (Price break apply >250 units) | 369.6279 | 351.1465
TMC911-4-0-NN | TMC911-4-0-NN |  | NXP Mifare 4k Card, ISO tag without mag stripe, Mifare (13.56MHz) | 78.4372 | 74.5153
5109-4 | 5109-4 |  | 5109-4 - Prox - MIFARE 1K (4 UID), Guaranteed Genuine Mifare 13.56mhz | 33.0833 | 24.2073
FM11RF08-M1 | FM11RF08-M1 |  | Mifare Card from Hikvision 13.56mhz | refer to SS PL
CX-MF01 | CX-MF01 |  | Mifare card | refer to SS PL
TOC912-1-0-NN | TOC912-1-0-NN |  | Credit card ISO print quality, 125khz Prox 12 month guarantee | 19.1065 | 18.1512
TOC913-1-0-GB | TOC913-1-0-NN |  | Credit Card ISO, 125khz Prox 6 month guarantee | 15.035 | 14.2832
TMC914-4-0-NN-00 | TMC914-4-0-NN-00 |  | ISO PVC CARD Dual Frequency - 13,56MHz NXP Mifare 1k & 125kHz EM4200 | 60.2405 | 57.2285
Card Accessories - Enquire with Sensor Sales
IDEMIA Non-Integrated
BPO Code | Supplier Code | Image | Description | Retail | VASP
Sigma Lite (NO IMPRO UNLOCK LICENSE)
293678615_C | 293678615 |  | SIGMA Lite Series IP65* (Ident 1:500 persons) Fingerprint only (extendable to 20 000) | 10108.6216 | 7707.824
293678636_C | 293678636 |  | SIGMA Lite IP65* (Ident 1:500 persons) with Mifare/Desfire Card Reader (extendable to 20 000) | 11230.9111 | 8563.5697
Sigma Lite +
293678660_C | 293678660 |  | SIGMA Lite with display IP65* (Ident 1:500 persons) with Mifare/Desfire Card Reader (extendable to 20 000) | 13906.369 | 10603.6064
Sigma Wide
293638877 | 293638877 |  | SIGMA Wide IP65* (Ident 1:5000 persons) with Mifare/Desfire Card Reader (extendable to 100 000) | 18529.8008 | 14128.9731
Sigma MorphoWave / Vision Pass
| 293777400 |  | MorphoWave SP Terminal (Ident 1:10 000 persons not extendable) with Mifare/Desfire Cards Reader | 46887.6508 | 35751.8337
NEW | 293809715-IDEMIA |  | MorphoWave Compact XP2 MD (Mifare & Desfire) | 84498.3767 | 64430.0122
| 293744571 |  | VisionPass 2D + IR + 3D Facial Recognition Terminal (Ident 1:20 000 persons) with Mifare/Desfire Card Reader (extendable to 40 000 and 100 000), IP65 | 64481.5423 | 49167.176
NEW | 293803151 |  | VisionPass SP MD, 2D Stereovision System with Mifare Desfire reader (Ident 1:10 000 persons) (extendable to 50 000) | 30037 | 22903.2125
PLEASE NOTE IDECO ARE NOT AUTHORIZED TO REPAIR ANY TOUCHLESS DEVICE - ALL TOUCHLESS DEVICES NEED TO BE REPARED BY IDEMIA IN FRANCE
Click here for Idemia expansion licenses
Idemia Reader Brackets and Covers (Ideco)
MA-Sigma Lite Bracket | SIGMA Lite Mounting Bracket |  | Stainless steel mounting/installation bracket for the SIGMA Lite (Indoor) | 603.3916 | 490.2557
MASIGMALITESSCOVER | SIGMA Lite Complete Cover |  | Stainless steel ruggedised mounting bracket plus cover for the SIGMA Lite (Outdoor) | 923.0769 | 750
MA-Sigma Mounting Bracket | SIGMA Wide Mounting Bracket |  | Stainless steel mounting/installation bracket for the SIGMA Wide (Indoor) | 795.0489 | 645.9773
MASIGMACCCOVER | SIGMA Wide Complete Cover |  | Stainless steel ruggedised mounting bracket plus cover for the SIGMA Wide (Outdoor) | 1081.3099 | 878.5643
| MW Mounting Bracket |  | Stainless steel mounting/installation bracket for the MorphoWave SP and XP (Indoor) | 2052.4381 | 1667.606
| MW Mounting Bracket Black |  | Black powdercoated steel mounting/installation bracket for the MorphoWave SP and XP (Indoor) | 864.0567 | 702.046
MW COMPLETE COVER | MW Complete Cover |  | Stainless steel ruggedised mounting bracket plus cover for the MorphoWave SP and XP (Outdoor) | 2354.8518 | 1913.3171
| MW Pedestal |  | Black powdercoated pedestal with base for the MorphoWave SP and XP (indoor) | 3059.9307 | 2486.1937
MW TOWER | MW Tower |  | Stainless steel ruggedised mounting pedestal and cover for the MorphoWave SP and XP (Outdoor) | 6369.7063 | 5175.3864
MW TOWER ADJUSTABLE | MW Tower Adjustable |  | Adjustable stainless steel ruggedised mounting pedestal and cover for the MorphoWave SP and XP (Outdoor) | 7181.3616 | 5834.8563
MW SUNSHIELD | MW Sunshield |  | Stainless steel sunshield cover for the MorphoWave Cover used with the SP and XP (Outdoor) | 769.7778 | 625.4445
MW VISOR | MW Visor |  | Idemia Visor cover for the MorphoWave SP and XP (Outdoor) | 1264.063 | 1027.0512
Idemia Accessories (Impro)
| MPB904-0-0-GB |  | Wiegand isolator | 1513.4946 | 1154.0396
| MPB907-0-0-GB |  | SurgeTek protector (C00246 - Single or C00243 - Double) | 2573.9704 | 1962.6524
| 293792600 |  | SIGMA Biometric Sensor Cover (x10) | 1587.625 | 1210.564
| 293757482 |  | MWC - Visor | 1307.477 | 996.9512
| 293734575 |  | MWC - Wall Spacer\Mounting Back Plate | 3828.4686 | 2919.2073
| 293759994 |  | MWC - Pedestal Only | 23152.7389 | 17653.9634
| 293760004 |  | MWC - Pedestal Base Only | 3734.5062 | 2847.561
MARC Portable Case for Sigma Readers |  |  |  | Retail | VASP
| MARC Wave Complete |  | Ruggedised/Portable Case for Morpho Wave Range (excluding MorphoWave reader and installation fee) | 9613.4508 | 7810.9288
| MARC ViP-SP Complete |  | Ruggedised/Portable Case for VisionPass SP (excluding VisionPass reader and installation fee) | 9613.4508 | 7810.9288
| MARC Wide Complete |  | Ruggedised/Portable Case for SIGMA Wide Range (excluding Sigma reader and installation fee) | 9199.052 | 7474.2297
| MARC Lite Complete |  | Ruggedised/Portable Case for SIGMA Lite range (excluding Sigma and installation fee) | 6009.5702 | 4882.7758
| MARC Mini Complete |  | Ruggedised/Portable Mini Case for SIGMA Lite range (excluding Sigma and installation fee) | 5366.3559 | 4360.1642
| MARC Wide Replacement Battery Pack |  | Replacement Battery pack for MARC Wide range | 2354.1335 | 1912.7335
| MARC Lite Replacement Battery Pack |  | Replacemnt Battery pack for for MARC Lite range | 1600.2172 | 1300.1764
| MARC Replacement Power supply |  | 12V 2A Brick Power Supply Unit For MARC cases | 569.5061 | 462.7237
Enrolment Devices and Software
| 293799935-IDEMIA |  | MSO 1300 E4 2m - USB Type A | 2740.3633 | 2089.527
| 293812840-IDEMIA |  | MSO 1300 E4 2m - USB Type C | 2740.3633 | 2089.527
MRB929-0-0-GB_C | MRB929-0-0-GB |  | MSO 330 (includes SWQ/MorphoPak LIC) VERIF | 11182.9863 | 8527.027
| MRB927-0-0-GB-00 |  | MSO 330 all-in-one enrollment, authentication and identification unit, with a large internal database capacity of up to 5,000 users. (No VERIF license) | 8843.5977 | 6743.2432
293672030 | Verif (Embedded) | Ideco | Embedded Software Fingerprint Verification licence for MSO330 (1:1) (License only) | 2371.435 | 1743.75
HID READERS
BPO Code | Product Code | Image | Description | IMPRO MSRP | VASP
Please enquire for SQ pricing
HID Card Readers - Complete range available on request
HID Signo 20 Express
Signo 20 Express | 20XTKK-X0-000000-IMPRO |  | SIGNO EXPRESS 20,BLK/BLK,TERM,CRD PFL SEOS+BLE X0,WIEG,LED:RED,FLSH:GRN,BZR,SRF:ON,IPM:OFF,VEL:OFF,TAP | SQ
Seos Only Profile - limited | 20XTKK-X1-000000-IMPRO |  | SIGNO EXPRESS 20,BLK/BLK,TERM,CRD PFL SEOS X1,WIEG,LED:RED,FLSH:GRN,BZR,SRF:ON,IPM:OFF,VEL:OFF,TAP | SQ
Signo 20 Express | 20XTKK-X2-000000-IMPRO |  | SIGNO EXPRESS 20,BLK/BLK,TERM,CRD PFL SEOS+CSN+BLE X2,WIEG,LED:RED,FLSH:GRN,BZR,SRF:ON,IPM:OFF,VEL:OFF,TAP | SQ
Signo 20 Express | 20XTKK-X3-000000-IMPRO |  | SIGNO EXPRESS 20,BLK/BLK,TERM,CRD PFL SEOS+CSN X3,WIEG,LED:RED,FLSH:GRN,BZR,SRF:ON,IPM:OFF,VEL:OFF,TAP | SQ
HID Signo 20
Seos Only Profile - limited | 20NKS-01-000000-IMPRO |  | Signo20 - Seos Profile Mullion Mount - Seos high frequency credentials, plus HID Mobile Access® Mobile IDs via NFC and/or Bluetooth Smart. Pigtail version. Terminal strip available as well. | SQ
Smart Profile - iClass, Mifare, Desfire | 20NKS-02-000000-IMPRO |  | Signo20 - Smart Profile Mullion Mount - Wide variety of contactless high frequency credentials, plus HID Mobile Access® Mobile IDs via NFC and/or Bluetooth Smart. Pigtail version. Terminal strip available as well. | SQ
Standard Profile - reads most cards | 20NKS-00-000000-IMPRO | RECOMMENDED | Signo20 - Standard Profile Mullion Mount - Wide variety of contactless low and high frequency credentials, plus HID Mobile Access® Mobile IDs via NFC and/or Bluetooth Smart. Pigtail version. Terminal strip available as well. Proximity support. | 5555 | 3680.1875
HID Signo 20 Keypad
Seos Only Profile - limited | 20KNKS-01-000000-IMPRO |  | Signo20K - Seos Profile Mullion Mount with keypad (2x6) - Seos high frequency credentials, plus HID Mobile Access® Mobile IDs via NFC and/or Bluetooth Smart. Pigtail version. Terminal strip available as well. | SQ
Smart Profile - iClass, Mifare, Desfire | 20KNKS-02-000000-IMPRO |  | Signo20K - Smart Profile Mullion Mount with keypad (2x6) - Wide variety of contactless high frequency credentials, plus HID Mobile Access® Mobile IDs via NFC and/or Bluetooth Smart. Pigtail version. Terminal strip available as well. | SQ
Standard Profile - reads most cards | 20KNKS-00-000000-IMPRO | RECOMMENDED | Signo20K - Standard Profile Mullion Mount with keypad (2x6) - Wide variety of contactless low and high frequency credentials, plus HID Mobile Access® Mobile IDs via NFC and/or Bluetooth Smart. Pigtail version. Terminal strip available as well. Proximity support. | 12432 | 8236.2
HID Signo 40 and 40K available on request
HID Signo Biometrics
| 25BNKS-10-000000-IMPRO |  | Signo Biometric Reader/Controller. Multi-spectral biometric sensor. Mullion Mount. Wide variety of contactless high frequency credentials, plus HID Mobile Access® Mobile IDs via NFC and/or Bluetooth Smart. For use with Access Portal only. | 18018 | 11936.925
HID Signo Bio Enrolment
| SIGNO-B-USB-IMPRO |  | HID SIGNO™ Single Finger Biometric Reader, Multispectral Imaging Technology, USB Desktop Reader, match on host, IP52 | 4034 | 2672.525
Enrol template to card | R54270101(IMPRO) | Omnikey Contactless - Dual Frequency | OMNIKEY 5427 CK Gen2 - USB2.0 with removable retainer. Native CCID and keyboard emulation reader. Dual Frequency support (13.56MHz & 125kHz) Optional Mounting accessories. Dev Tool kit available. Please enquire for volume pricing. | 4492.3452 | 4548.4995
Please enquire about more Omnikey options
NEW | HID Amico
| VL35LF-000-0000-HID |  | HID Amico™ 3,5" Facial Recognition Reader - 10k user | 20095.5269 | 13313.2866
| VL35LF-001-0000-HID |  | HID Amico™ 3,5" Facial Recognition Reader - 50k user | 26489.5582 | 17549.3323
| VL35LF-002-0000-HID |  | HID Amico™ 3,5" Facial Recognition Reader - 100k user | 32883.5895 | 21785.378
| VL70LF-000-0000-HID |  | HID Amico™ 7" Facial Recognition Reader - 50k user | 28051.5287 | 18584.1378
| VL70LF-002-0000-IMPRO |  | HID Amico™ 7" Facial Recognition Reader - 100k user | 34723.2437 | 23004.1489
| AMC-EAM-HID |  | HID AMICO EXTERNAL ACCESS MODULE | 3425.3739 | 2269.3102
| AM-LIC-01-HID |  | HID AMICO USER LICENSE UPGRADE - 50K USERS | 6203.6164 | 4109.8958
| AM-LIC-02-HID |  | HID AMICO USER LICENSE UPGRADE - 100K USERS | 12407.2327 | 8219.7917
| AM-LIC-03-HID |  | HID AMICO USER LICENSE UPGRADE - 50K - 100K USERS | 6203.6164 | 4109.8958
Elite\MOB Key versions available
ASSA ABLOY eLOCKS
BPO Code | Product Code | Image | Description | IMPRO MSRP | VASP
APERIO | E-Locks
APERIO HANDLE
| AP-H100B8R-EU |  | Aperio H100 Handle - Right Hand V3 BLE ¦ Satin Chrome Finish Suitable for doors between 35-80mm Thick Minimum Backset required: 30mm 8mm square spindle and 3V CR123A Battery included | 8821.5877 | 5513.4923
| AP-H100B8L-EU |  | Aperio H100 Handle - Left Hand V3 BLE ¦ Satin Chrome Finish Suitable for doors between 35-80mm Thick Minimum Backset required: 30mm 8mm square spindle and 3V CR123A Battery included | 8821.5877 | 5513.4923
| AH100-010 |  | H100 USB Adaptor | 998.1075 | 623.8172
APERIO FULL CYLINDER
| 505201C0-0001 |  | Aperio C100, Euro Profile Double Cylinder ¦ Length 30/30mm V3 Single Electronic Reader High Frequency, NFC & BLE CR2 Battery included | 11273.6433 | 7046.0271
| 50520190-1101 |  | Aperio C100, Euro Profile Double Cylinder ¦ Length 35/35mm V3 Single Electronic Reader High Frequency & NFC CR2 Battery included - While stocks last | 10921.82 | 6826.1375
| 503201C0-0001 |  | Aperio C100, Euro Profile Double Cylinder ¦ Length 30/30mm V3 Double Electronic Reader High Frequency, NFC CR2 Battery included | 19465.0083 | 12165.6302
| 50320190-1101 |  | Aperio C100, Euro Profile Double Cylinder ¦ Length 35/35mm V3 Double Electronic Reader High Frequency & NFC CR2 Battery included - While stocks last | 19878.0183 | 12423.7615
APERIO HALF CYLINDER
| 507201C0-0-01 |  | Aperio C100, Euro Profile Single Cylinder ¦ Length 30mm V3 Single Electronic Reader High Frequency, NFC + BLE CR2 Battery included | 10478.2167 | 6548.8854
| 507201C0-1-01 |  | Aperio C100, Euro Profile Single Cylinder ¦ Length 35mm V3 Single Electronic Reader High Frequency, NFC + BLE CR2 Battery included | 10677.0733 | 6673.1708
APERIO ESCUTCHEON
| 5001-1C8A17212 |  | Aperio E100, Without ComHub, Euro Profile, 40-50 mm, High Frequency Reader Only, 8mm Spindle, 85mm Centre, U Shape handle, Double Piercing | 9996.3717 | 6247.7323
| 5001-3C8A17212 |  | Aperio E100, Without ComHub, Euro Profile, 40-50 mm, High Frequency Keypad Reader, 8mm Spindle, 85mm Centre, U Shape handle, Double Piercing | 11793.73 | 7371.0812
| 5001-1C8K17212 |  | Aperio E100 Premium, Without ComHub, Euro Profile, 40-45 mm, High Frequency Keypad Reader, 8mm Spindle, 85mm Centre, U Shape handle, Double Piercing | 17522.4846 | 10951.5529
APERIO LOCK
| AL560-501150 |  | Aperio L100 with RF-ID Reader and Keypad (HF) Includes AL560 lock case for wooden doors 55mm backset Integrated sensors (monitoring) for bolt, door position and mechanical override Includes 2 x AA Lithium AA FR6 batteries Strike plate, spindle and handles to be supplied separately | 27610.4833 | 17256.5521
| AL560-500150 |  | Aperio L100 with RF-ID Reader (HF) Includes AL560 lock case for wooden doors 55mm backset Integrated sensors (monitoring) for bolt, door position and mechanical override Includes 2 x AA Lithium AA FR6 batteries Strike plate, spindle and handles to be supplied separately | 25135.4827 | 15709.6767
APERIO CABINET LOCK - Various available on request
APERIO PADLOCK
| P100B-100 |  | Aperio P100 V3 NFC Wireless Padlock IP 66 Weather Resistant ¦ 1 x CR2 Battery Included Body: 111.1 x 53.5mm (H x W) Shackle: 63.3 x 39.5 x 8.7mm (H x W x Diameter) | 19038.9062 | 11899.3164
APERIO HUBS & ACCESSORIES
| AH30-RS485-G5 |  | Aperio Communication Hub - RS485 (Gen 5) Can connect up to 16 x Aperio Readers (Wireless Range ± 25m) 8-24VDC (power supply not included) | 4239.4712 | 2649.6695
| AH40-IP-G5 |  | Aperio Communication Hub - IP (Gen 5) Can connect up to 64 x Aperio Readers (Wireless Range ± 25m) 8-24VDC or PoE (Power over Ethernet) | 7725.5815 | 4828.4884
| 500ZB-RD-USB-00 |  | Aperio USB Radio Dongle Only - Used to pair and configure Aperio locks and Hubs with encryption key Required for every new Aperio installation - ASSA ABLOY to provide encryption key and software | 6124.0205 | 3827.5128
Aperio Starter Packs and Expansion Packs available with HID Mobile Access Credentials
ELANZA | Off-line Wireless Access - available on request (Wooden doors only) Totally off-line only - comes with handle and locking mechanism complete
SMARTair | E-Locks and Software
eCLIQ | offline - with encodeable keys energises lock using kinetic energy. App available
Code Handle | Handle with a 5 buttons on handle
| 88128LE1 |  | CODE HANDLE L-HAND 8MM SPINDLE For European DIN Standard Lock Cases 9 User Codes (4-6 Digits) ¦ 1 Master Code (6 Digits) Battery operated (2 x CR2 3V Lithium batteries) Suitable for doors 35 - 80mm thick Zinc-diecast and stainless steel | 4228.9974 | 3224.6105
| 88128RE1 |  | CODE HANDLE R-HAND 8MM SPINDLE For European DIN Standard Lock Cases 9 User Codes (4-6 Digits) ¦ 1 Master Code (6 Digits) Battery operated (2 x CR2 3V Lithium batteries) Suitable for doors 35 - 80mm thick Zinc-diecast and stainless steel | 4228.9974 | 3224.6105
Cabinet Locks | Electronic Cabinet Locks
| 493310000000 |  | AA CABINET LOCK PIN 16mm Cam not included - use Part Number: L050740 (40mm long flat cam) | 3010.5555 | 2408.4444
| 493311000000 |  | AA CABINET LOCK PIN 22mm Cam not included - use Part Number: L050740 (40mm long flat cam) | 3010.5555 | 2408.4444
| 493340000000 |  | AA CABINET LOCK SENSE 16mm Cam not included - use Part Number: L050740 (40mm long flat cam) | 3506.8643 | 2805.4915
| 493341000000 |  | AA CABINET LOCK SENSE 22mm Cam not included - use Part Number: L050740 (40mm long flat cam) | 3506.8643 | 2805.4915
| 493390000000 |  | AA CABINET LOCK RUBBER GASKET | 207.116 | 165.6928
| 493273010000 |  | AA MIFARE TAG MIFARE 10PACK BL | 979.7931 | 783.8345
| 493265010000 |  | AA MIFARE CARD MIFARE 10 PACK | 840.0059 | 672.0047
| 493261010000 |  | AA MIFARE Wristband 152mm 10PK | 979.7931 | 783.8345
| 493262010000 |  | AA MIFARE Wristband 180mm 10PK | 979.7931 | 783.8345
| 493263010000 |  | AA MIFARE Wristband 195mm 10PK | 979.7931 | 783.8345
Updated: 01/06/2026

## Accessories
Stock Status
A: Stock item: 95% availability (If below spike quantity)
B: Limited stock level
C: Low stock - Please contact your account manager
Product Code | Sensor Product Code | Image | Description | Retail | VASP | D: Order on request
Servers and Work Stations | [5 empty] | Pricing: Excluding VAT. QUOTATIONS VALID ONLY FOR 7 DAYS
Intel-Server | Intel-Server |  | Dell Rackmount Xeon Server for HikCentral | 188037.6 | 99175.9494 | D: Order on request
INTEL-SERVER-i7 | INTEL-SERVER-i7 |  | HikCentral i7 VMS server, rackmount chassis, 32GB RAM, quad display output. 32ch-256ch site, maximum 2 operator connections | 74397.6 | 39239.2405 | Call for availability
310818702 | HikCentral-P-VER/HW1D/64 |  | HikCentral 1U server pre-licensed for 64 video channels | 189984.384 | 100202.7342 | Availability A
310818701 | HikCentral-P-VER/HW1D/300 |  | HikCentral 1U server pre-licensed for 300 video channels | 513326.016 | 270741.5696 | Call for availability
Workstation
WS-XL04-i5 | WS-XL04-i5 |  | Quad HDMI output operator workstation. i5, 16GB RAM, 512GB SSD, Nvidia RTX 3050 video card. | 51381.6 | 27100 | Call for availability
WS-XL04-i7 | WS-XL04-i7 |  | Quad HDMI output operator workstation. I7, 16GB RAM, 512GB SSD, RTX 3050 Nvidia video card | 57141.6 | 30137.9747 | Call for availability
Hard Disk Drives
Surveillance Hard Disk Drives(SATA) - Recommended for DVR's
Western Digital
HDD-WD-2TB_C | HDD-WD-2TB_C |  | Western Digital Surveillance, 2 TB 3.5" SATA Hard Drive | 4845.6 | 2268.5393 | Call for availability
HDD-WD-4TB_C | HDD-WD-4TB_C |  | Western Digital Surveillance, 4 TB 3.5" SATA Hard Drive | 6381.6 | 2987.6404 | Call for availability
HDD-WD-6TB_C | HDD-WD-6TB_C |  | Western Digital Surveillance, 6 TB 3.5" SATA Hard Drive | 6874.728 | 3218.5056 | Availability A
HDD-WD-8TB_C | HDD-WD-8TB_C |  | Western Digital Surveillance, 8 TB 3.5" SATA Hard Drive | 11753.616 | 5502.6292 | Availability A
HDD-WD-10TB_C | HDD-WD-10TB_C |  | Western Digital Surveillance 10TB 3.5" SATA Hard Drive | 17186.952 | 8046.3258 | Availability A
HDD-WD-16TB Ultrastar | HDD-WD-16TB Ultrastar |  | Western Digital Surveillance/Enterprise 16TB 3.5" SATA Hard Drive | 16116.432 | 7545.1461 | Availability A
HDD-WD-20TB | HDD-WD-20TB |  | Western Digital Surveillance/Enterprise 20TB 3.5" SATA Hard Drive | 28200 | 13202.2472 | Availability A
Surveillance/Dashcam SD cards
Hikvision
SDSQQNR-032G-GN6IA | SD-Sandisk-32GB |  | Sandisk 32GB high endurance microSD | 343.2 | 181.0127 | Call for availability
SDSQQNR-064G-GN6IA | SD-Sandisk-64GB |  | Sandisk 64GB high endurance microSD | 760.8 | 356.1798 | Availability A
SDSQQNR-128G-GN6IA | SD-Sandisk-128GB |  | Sandisk 128GB high endurance microSD | 1104.648 | 517.1573 | Availability A
SDSQQNR-256G-GN6IA | SANDISK-SD-256GB |  | Sandisk 256GB high endurance microSD | 2215.2 | 1168.3544 | Availability A
SDSQQNR-512G-GN6IA | SD-Sandisk-512GB |  | Sandisk 512GB high endurance microSD | 4764 | 2230.3371 | Call for availability
Monitors
Mecer Display 24 | Mecer Display 24 |  | 24" full HD display **Excludes power cord AA009** | 3981.6 | 2100 | Call for availability
Mecer Display 32 | Mecer Display 32 |  | 32" HD Ready display | 5472 | 2886.0759 | Call for availability
Mecer Display 43 | Mecer Display 43 |  | 43" Full HD display | 8928 | 4708.8608 | Call for availability
Mecer Display 55 | Mecer Display 55 |  | 55" 4K display | 16560 | 8734.1772 | Call for availability
Hikvision monitors
317500556 | DS-D5019S0-1P0_C |  | Hikvision 18.5" monitor HDMI/VGA inputs 12VDC (includes PSU) | 2394.48 | 1262.9114 | Availability A
317500472 | DS-D5022F2-1V2S |  | Hikvision 21.5" 1080p monitor HDMI/VGA | 3774.816 | 1990.9367 | Call for availability
Monitor & TV accessories
CX-HDMI-3M-PVC-2.0 | CX-HDMI-3M-PVC-2.0 |  | 3M HDMI V2.0 cable | 89.232 | 47.0633 | Availability A
CX-HDMI-5M-PVC-2.0 | CX-HDMI-5M-PVC-2.0 |  | 5M HDMI V2.0 cable | 156 | 82.2785 | Availability A
CX-HDMI-10M-PVC-2.0 | CX-HDMI-10M-PVC-2.0 |  | 10M HDMI V2.0 cable | 199.2 | 105.0633 | Availability A
CX-HDMI-15M-PVC-2.0 | CX-HDMI-15M-PVC-2.0 |  | 15M HDMI V2.0 cable | 312 | 164.557 | Availability A
CX-HDMI-20M-PVC-2.0 | CX-HDMI-20M-PVC-2.0 |  | 20M HDMI V2.0 cable | 348 | 183.5443 | Availability B
CX-BRACKET-14FM | CX-BRACKET-14FM |  | 19-24" monitor bracket | 123.768 | 65.2785 | Availability A
CX-BRACKET-32-T | CX-BRACKET-32-T |  | Tilt bracket for 26-55" displays | 201.6 | 106.3291 | Availability A
CX-BRACKET-32-SWING-2 | CX-BRACKET-32-SWING-2 |  | Swing-arm bracket for 26-55" displays | 672 | 354.4304 | Availability A
CX-HDMI-EXTEND-60M-2 | CX-HDMI-EXTEND-60M-2 |  | 60m 1080p HDMI extender | 468 | 246.8354 | Availability A
CX-HDMI-EXTEND-120M-2 | CX-HDMI-EXTEND-120M-2 |  | 120m 4K HDMI extender | 1357.968 | 716.2278 | Availability A
CX-HDMI-EXTEND-KVM-60 | CX-HDMI-EXTEND-KVM-60 |  | 60m 1080p HDMI KVM extender | 680.4 | 358.8608 | Call for availability
CX-HDMI-EXTEND-KVM-120 | CX-HDMI-EXTEND-KVM-120 |  | 120m 4k HDMI KVM extender | 1575 | 830.6962 | Call for availability
CX-HDMI-SPLITTER-4 | CX-HDMI-SPLITTER-4 |  | 4-port HDMI splitter | 576 | 303.7975 | Availability A
Decoders- DS-6900 Series (4K & H.265)
303501171 | DS-6910UDI_C |  | 10 port HDMI decoder for video walls | 60502.44 | 31910.5696 | Availability B
303501173 | DS-6916UDI_C |  | 16 port HDMI decoder for video walls | 73119.216 | 38564.9873 | Availability A
Power Supplies
Hikvision PSU
304901235 | DS-2FA1225-C4 |  | Hikvision 4ch 4A CCTV PSU | 278.4 | 146.8354 | Availability B
304901236 | DS-2FA1205-C8 |  | Hikvision 8ch 5A CCTV PSU | 376.992 | 198.8354 | Availability A
304901289 | DS-2FA1208-C16 |  | Hikvision 16ch 8A CCTV PSU | 451.248 | 238 | Call for availability
5Amp VDC
GS1205DT-SA | GS1205DT-SA |  | Power Supply 12 Volt 5 Amp Desktop Adapter | 275.352 | 145.2278 | Availability A
9channel PSU
GS1210-9CH | GS1210-9CH |  | 9-Channel 10Amp Power Supply. | 875.976 | 462.0127 | Availability A
18channel PSU
GS1220-18CH | GS1220-18CH |  | 18-Channel 20 Amp 12VDC PTC Power Supply | 1356 | 715.1899 | Availability A
Uninterrupted Power Supply
DS-UPS1000/SA | DS-UPS1000/SA |  | Hikvision 1KVA UPS | 1581.6 | 834.1772 | Call for availability
DS-UPS2000/SA | DS-UPS2000/SA |  | Hikvision 2KVA UPS | 3897.768 | 2055.7848 | Availability A
DS-UPS3000/SA | DS-UPS3000/SA |  | Hikvision 3KVA UPS | 6311.976 | 3329.1013 | Availability A
Cable
Cable: RG59 & Power
RG59&P-E/100 | RG59&P-E/100 |  | RG59 Co-Axial 75ohm with 0.5mm 2 Pair Cable. Black; 100 meters; High grade | 1029.6 | 543.038 | Call for availability
RG59&P-E/300 | RG59&P-E/300 |  | RG59 Co-Axial 75ohm with 0.5mm 2 Pair Cable. Black; 300 meters; High grade | 3025.896 | 1595.9367 | Availability B
RG59&P-E/500 | RG59&P-E/500 |  | RG59 Co-Axial 75ohm with 0.5mm 2 Pair Cable. Black; 500 meters; High grade | 5040.144 | 2658.3038 | Availability A
Network Cable-Hikvision (99.97%copper)
307400069 | DS-1LN5E-E/E |  | Hikvision 305m CAT5 - Copper | 3320.16 | 1751.1392 | Availability A
Network Cable-Hikvision (100%copper)
307400043 | DS-1LN6-UU |  | Hikvision 305m CAT6 - Copper | 6368.256 | 3358.7848 | Availability B
Network Cable - CAT5
CCA Cat5 - Indoor
UTP4/C5E/100 | UTP4/C5E/100 |  | 100m CAT5 CCA indoor cable | 427.2 | 225.3165 | Availability B
UTP4/C5E/305 | UTP4/C5E/305 |  | 305m CAT5 CCA indoor cable | 1303.2 | 687.3418 | Availability A
C5-CC-UT-GR-500 | C5-CC-UT-GR-500 |  | 500m CAT5 CCA indoor cable | 2136 | 1126.5823 | Availability A
CCA Cat5 - Outdoor
CAT5U-100 | C5-CC-FT-UV-100 |  | 100m CAT5 CCA FTP outdoor cable | 745.464 | 393.1772 | Availability A
CAT5U-305 | CAT5U-305 |  | 305m CAT5 CCA FTP outdoor cable | 2047.2 | 1079.7468 | Availability A
C5-CC-FT-UV-500 | C5-CC-FT-UV-500 |  | 500m CAT5 CCA FTP outdoor cable | 4189.344 | 2209.5696 | Availability A
Copper Cat5 - Indoor
C5-BC-UT-GR-100 | C5-BC-UT-GR-100 |  | 100m CAT5 copper indoor cable | 1306.008 | 688.8228 | Availability A
C5-BC-UT-GR-500 | C5-BC-UT-GR-500 |  | 500m CAT5 copper indoor cable | 5842.728 | 3081.6076 | Availability A
Copper Cat5 - Outdoor
C5-BC-FT-UV-305 | C5-BC-FT-UV-305 |  | 305m CAT5 copper FTP outdoor cable | 4984.92 | 2629.1772 | Availability A
C5-BC-FT-UV-500 | C5-BC-FT-UV-500 |  | 500m CAT5 copper FTP outdoor cable | 8172 | 4310.1266 | Availability A
Network Cable - CAT6
CCA Cat6 - Indoor
C6-CC-UT-GR-100 | C6-CC-UT-GR-100 |  | 100m CAT6 CCA indoor cable | 556.8 | 293.6709 | Availability A
C6-CC-UT-GR-305 | C6-CC-UT-GR-305 |  | 305m CAT6 CCA indoor cable | 1776 | 936.7089 | Availability A
C6-CC-UT-GR-500 | C6-CC-UT-GR-500 |  | 500m CAT6 CCA indoor cable | 2690.4 | 1418.9873 | Availability A
CCA Cat6 - Outdoor
C6-CC-FT-UV-100 | C6-CC-FT-UV-100 |  | 100m CAT6 CCA FTP outdoor cable | 864 | 455.6962 | Availability A
C6-CC-FT-UV-500 | C6-CC-FT-UV-500 |  | 500m CAT6 CCA FTP outdoor cable | 3852 | 2031.6456 | Availability A
Copper Cat6 - Indoor
C6-BC-UT-GR-100 | C6-BC-UT-GR-100 |  | 100m CAT6 copper indoor cable | 1800 | 949.3671 | Availability A
C6-BC-UT-GR-500 | C6-BC-UT-GR-500 |  | 500m CAT6 copper indoor cable | 9000 | 4746.8354 | Availability A
Copper Cat6 - Outdoor
C6-BC-FT-UV-500 | C6-BC-FT-UV-500 |  | 500m CAT6 copper FTP outdoor cable | 10980 | 5791.1392 | Call for availability
Cable accessories
CX-RJ45-WALL-CAT5 | CX-RJ45-WALL-CAT5 |  | CAT5 RJ45 WALL MOUNTED BOX - SINGLE | 55.2 | 29.1139 | Availability A
CX-RJ45-WALL-CAT6 | CX-RJ45-WALL-CAT6 |  | CAT6 RJ45 WALL MOUNTED BOX - SINGLE | 58.512 | 30.8608 | Availability A
CX-PATCH-CABLE-1M-CAT5 | CX-PATCH-CABLE-1M-CAT5 |  | PATCH CABLE CAT5 UTP 1M | 29.352 | 15.481 | Availability B
CX-PATCH-CABLE-2M-CAT5 | CX-PATCH-CABLE-2M-CAT5 |  | PATCH CABLE CAT5 UTP 2M | 45.6 | 24.0506 | Call for availability
CX-PATCH-CABLE-1M-CAT6 | CX-PATCH-CABLE-1M-CAT6 |  | PATCH CABLE CAT6 UTP 1M | 35.28 | 18.6076 | Call for availability
CX-PATCH-CABLE-2M-CAT6 | CX-PATCH-CABLE-2M-CAT6 |  | PATCH CABLE CAT6 UTP 2M | 43.344 | 22.8608 | Call for availability
Access Control Cable - Mylar
CX-MYLAR-0.22-100 | CX-MYLAR-0.22-100 |  | MYLAR CABLE - 0.22 - 4 PAIR - 100M | 1965.6 | 1036.7089 | Call for availability
CCTV Tester
CX-IPC-TESTER | CX-IPC-TESTER |  | IPC & HDCCTV tester, 4.5 display, Hikvision, Dahua & ONVIF support | 7080 | 3734.1772 | Call for availability
Connectors
BNC
CX-BNC-ECO | CX-BNC-ECO |  | BNC Connector, 6mm crimp plug | 5.256 | 2.7722 | Availability A
BNC914 | BNC914 |  | BNC Barrel In-line F/F Adaptor (joiner) | 9.096 | 4.7975 | Availability A
CX-BNC-BOOT | CX-BNC-BOOT |  | BNC Weather-boots for 6mm crimp type BNC | 3.84 | 2.0253 | Availability A
CX-BNC-BARREL | CX-BNC-BARREL |  | BNC barrel connector | 5.76 | 3.038 | Availability B
RJ45
CX-RJ45C-CAT5E | CX-RJ45C-CAT5E |  | RJ45 Connector Cat5e - UTP | 1.44 | 0.75949 | Availability A
CX-RJ45B-CAT5E | CX-RJ45B-CAT5E |  | RJ45 Boot - CAT5e | 1.44 | 0.75949 | Availability A
CX-RJ45C-CAT6 | CX-RJ45C-CAT6 |  | RJ45 Connector Cat6 - UTP | 1.488 | 0.78481 | Availability B
CX-RJ45B-CAT6 | CX-RJ45B-CAT6 |  | RJ45 Boot - CAT6 | 1.44 | 0.75949 | Availability A
RJ45 Pass-through
CX-RJ45-CAT5-THROUGH | CX-RJ45-CAT5-THROUGH |  | Cat5 Pass-through connector | 1.8 | 0.94937 | Availability B
CX-RJ45-CAT6-THROUGH | CX-RJ45-CAT6-THROUGH |  | Cat6 Pass-through connector | 2.16 | 1.1392 | Availability A
DC Connectors
CX-DC-JACK-NOLEAD-F | CX-DC-JACK-NOLEAD-F |  | Connector Female DC Jack with Terminals | 5.52 | 2.9114 | Availability A
CX-DC-JACK-NOLEAD-M | CX-DC-JACK-NOLEAD-M |  | Connector Male DC Jack with Terminals | 5.52 | 2.9114 | Availability A
CX-DC-JACK-TERMINAL | CX-DC-JACK-TERMINAL |  | DC jack with lead and terminal | 9.024 | 4.7595 | Availability A
Baluns
PV-207 | PV-207 |  | 1 CH HD Video Balun, TVI/CVI/AHD/CVBS. (Sold per pair) | 84 | 44.3038 | Call for availability
CX-BALUN-P | CX-BALUN-P |  | HD Balun with 12VDC power inputoutput - Pair | 73.248 | 38.6329 | Availability A
Clearline PoE Surge Protection
12-00974 | 12-00974 |  | Clearline Gigabit Single Port RJ45 Protector. Protects fast gigabit Ethernet LAN equipment such as hubs, switches and network interface cards from induced lightning and electrostatic discharge; Indoor or outdoor use inside a weatherproof enclosure. | 962.4 | 507.5949 | Call for availability
CCTV Tools
CX-CRIMPER-RG59 | CX-CRIMPER-RG59 |  | RG59 crimp tool | 288 | 151.8987 | Availability A
CX-CRIMPER-RJ45 | CX-CRIMPER-RJ45 |  | RJ45 crimp tool | 288 | 151.8987 | Availability A
POS Text Overlay Solutions
Recommended Hikvision recorders for the POS: (1) Analogue: DS-7332HQHI-M4 & (2) Network: DS-7700NXI-I4 or the DS-9600NXI-I8 series
4 Camera System
POS-TEXT-OL-4 with Hardware | POS-TEXT-OL-4 with Hardware |  | POS Overlay software installation and setup for POS Overlay Software - Installation, setup and once off licence fee for 4 cameras. Overlay and data from any source (Point of sale systems, scales, weighbridges, scanners etc. | 17496 | 9227.8481 | D: Order on request
8 Camera System
POS-TEXT-OL-8 with Hardware | POS-TEXT-OL-8 with Hardware |  | POS Overlay software installation and setup for POS Overlay Software - Installation, setup and once off licence fee for 8 cameras. Overlay and data from any source (Point of sale systems, scales, weighbridges, scanners etc. | 21900 | 11550.6329 | D: Order on request
16 Camera System
POS-TEXT-OL-16 with Hardware | POS-TEXT-OL-16 with Hardware |  | POS Overlay Software - Installation, setup and once off licence fee for 16 cameras. Overlay and data from any source (Point of sale systems, scales, weighbridges, scanners etc.); Overlay from any type of source data (Raw data, XML, HTML, Database entries etc.); Fully customizable; Event generation as per requirements of client (Send email on Void, generate report on set data, etc.) | 34608 | 18253.1646 | D: Order on request
32 Camera System
POS-TEXT-OL-16 with Hardware | POS-TEXT-OL-32 with Hardware |  | POS Overlay Software - Installation, setup and once off licence fee for 32 cameras. Overlay and data from any source (Point of sale systems, scales, weighbridges, scanners etc.); Overlay from any type of source data (Raw data, XML, HTML, Database entries etc.); Fully customizable; Event generation as per requirements of client (Send email on Void, generate report on set data, etc.) | 50544 | 26658.2278 | D: Order on request
Camera mount box
ALL-040-958 | ALL-040-958 |  | Allbro Camera-Nest. Mounts most camera; Types with a foot size of up to D:90mm; Easy to install; IP66 | 97.128 | 51.2278 | Availability A
ALL-040-977 | ALL-040-977 |  | Allbro Camera-Nest. Mounts most camera; Types with a foot size of up to D:110mm; Easy to install; IP66 | 110.064 | 58.0506 | Availability A
ENC-CA4 | ENC-CA4 |  | Universal Camera Mount Enclosure 112 x 112 x 52mm, 20 or 25mm knockouts, ABS, White | 47.088 | 24.8354 | Availability A
ENC-CA5 | ENC-CA5 |  | Universal Camera Mount Enclosure 168 x 168 x 48mm, 20 & 25mm knockouts, ABS, White | 107.88 | 56.8987 | Availability A
Batteries
G-MAX7 | G-MAX7 |  | 7Ah Lead Acid battery | 285.6 | 150.6329 | Availability A
G-MAX 8 GEL | G-MAX 8 GEL |  | 8Ah Gel battery | 420 | 221.519 | Availability B
EPS1218 DC GEL | EPS1218 DC GEL |  | 18Ah Gel battery | 957.6 | 505.0633 | Availability A
Lithium Batteries
LFP-XTREME 8 | LFP-XTREME 8 |  | Lithium Iron Phosphate(LiFePO4) Battery, 12.8V, 8ah, 102Wh - 6000 Cycles @ 80% DOD - Grade A1 FIRST LIFE Lithium Cells - 3 Year Warranty | 957.6 | 505.0633 | Call for availability
LFP-XTREME 20 | LFP-XTREME 20 |  | Lithium Iron Phosphate(LiFePO4) Battery, 12.8V, 20ah, 256Wh - 6000 Cycles @ 80% DOD - Grade A1 FIRST LIFE Lithium Cells - 3 Year Warranty | 2148 | 1132.9114 | Call for availability
LFP-XTREME 50 | LFP-XTREME 50 |  | Lithium Iron Phosphate(LiFePO4) Battery, 12.8V, 50ah, 640Wh - 6000 Cycles @ 80% DOD - Grade A1 FIRST LIFE Lithium Cells - 3 Year Warranty | 5640 | 2974.6835 | Availability B
LFP-XTREME 100 BT | LFP-XTREME 100 |  | Lithium Iron Phosphate(LiFePO4) Battery, 12.8V, 100ah,1280Wh. - 6000 Cycles @ 80% DOD - Grade A1 FIRST LIFE Lithium Cells - 3 Year Warranty | 7560 | 3987.3418 | Call for availability
LFP-XTREME 100-24 | LFP-XTREME 100-24 |  | Lithium Iron Phosphate(LiFePO4) Battery, 25.6V, 100ah,2560Wh - 6000 Cycles @ 80% DOD - Grade A1 FIRST LIFE Lithium Cells - 3 Year Warranty | 23062.128 | 12163.5696 | Availability A
Inverter
OCT-1000-12 | OCT-1000-12 |  | 1KVA 12VDC inverter | 3649.272 | 1924.7215 | Call for availability
OCT-2000-24 | OCT-2000-24 |  | 2KVA 24VDC inverter | 4437.6 | 2340.5063 | Availability A
Servers & Work Stations
Hard Disk Drives
Monitors
Decoders
Batteries
Servers & Work Stations
Hard Disk Drives
Monitors
Power Supplies
Cables
Connectors
Microphones
Cabinets
Surge Protection
CCTV Tools
POS Overlay
Decoders

## Conduit& Trunking
Audio | [5 empty] | Stock Status
A: Stock item: 95% availability (If below spike quantity)
B: Limited stock level
C: Low stock - Please contact your account manager
D: Order on request
Supplier Code | Sensor Product Code | Image | Description | Retail | VASP | Pricing: Excluding VAT
PVC Accessories
B370 | B370 |  | Ogatin PVC Glue 200ml Bottle | 46.2 | 24.3671 | Availability A
Conduit - 20mm
B701 | B701 |  | Ogatin PVC Conduit 20mm - 4m length | 36.48 | 19.2405 | Availability A
B194 | B194 |  | Ogatin 20mm PVC Sprague Tubing - Sold in 50m bundle | 648 | 341.7722 | Availability A
B315 | B315 |  | Ogatin 20mm Solid Bends | 18.168 | 9.5823 | Availability A
B326 | B326 |  | Ogatin 20mm Male Adaptors - Each | 1.464 | 0.77215 | Availability A
B332 | B332 |  | Ogatin 20mm Couplings - Each | 1.344 | 0.70886 | Availability A
B337 | B337 |  | Ogatin 20mm Saddles - Each | 1.368 | 0.72152 | Availability A
PVC Boxes - 20mm
B300 | B300 |  | Ogatin 20mm X 1 Way | 6.528 | 3.443 | Availability A
B301 | B301 |  | Ogatin 20mm x 2 Way | 6.744 | 3.557 | Availability A
B302 | B302 |  | Ogatin 20mm x 3 Way | 6.936 | 3.6582 | Availability A
B303 | B303 |  | Ogatin 20mm x 4 Way | 7.152 | 3.7722 | Availability A
B343 | B343 |  | Ogatin PVC Box Lids - Each | 1.344 | 0.70886 | Availability A
82-546-34 | F812 |  | PVC lid screw M5x25 (pack of 100) | 93.312 | 49.2152 | Availability A
Conduit - 25mm
B702 | B702 |  | Ogatin PVC Conduit 25mm - 4m length | 64.008 | 33.7595 | Availability A
B195 | B195 |  | Ogatin 25mm PVC Sprague Tubing - Sold in 50m bundle | 993.6 | 524.0506 | Availability A
B316 | B316 |  | Ogatin 25mm Solid Bends | 24.072 | 12.6962 | Availability A
B327 | B327 |  | Ogatin 25mm Male Adaptors - Each | 4.44 | 2.3418 | Availability A
B333 | B333 |  | Ogatin 25mm Couplings - Each | 1.92 | 1.0127 | Availability A
B338 | B338 |  | Ogatin 25mm Saddles - Each | 2.04 | 1.0759 | Availability A
PVC Boxes - 25mm
B309 | B309 |  | Ogatin 25mm x 1 Way | 10.608 | 5.5949 | Availability A
B310 | B310 |  | Ogatin 25mm x 2 Way | 11.016 | 5.8101 | Availability A
B311 | B311 |  | Ogatin 25mm x 3 Way | 11.424 | 6.0253 | Availability A
B312 | B312 |  | Ogatin 25mm x 4 Way | 11.832 | 6.2405 | Availability A
B343 | B343 |  | Ogatin PVC Box Lids - Each | 1.344 | 0.70886 | Availability A
82-546-34 | F812 |  | PVC lid screw M5x25 (pack of 100) | 93.312 | 49.2152 | Availability A
Conduit - 32mm
B703 | B703 |  | Ogatin PVC Conduit 32mm - 4m length | 111.528 | 58.8228 | Availability A
B317 | B317 |  | Ogatin 32mm Solid Bends | 49.776 | 26.2532 | Availability A
B328 | B328 |  | Ogatin 32mm Male Adaptors - Each | 24.48 | 12.9114 | Availability A
B334 | B334 |  | Ogatin 32mm Couplings - Each | 12.0972 | 6.3804 | Availability A
B338A | B338A |  | Ogatin 32mm Saddles - Each | 13.272 | 7 | Availability A
Trunking
B252CB | B252CB |  | Ogatin Trunking 16x25 3meter | 60.7308 | 32.031 | Call for availability
B254CB | B254CB |  | Ogatin Trunking 40x25 3meter | 72.432 | 38.2025 | Availability A
B255 | B255 |  | Ogatin Trunking 40x40 3meter | 109.56 | 57.7848 | Availability A
B257 | B257 |  | Ogatin Trunking 100x40 3meter | 269.892 | 142.3481 | Availability A
PVC accessories

## Turnstile&Boom
Stock Status
A: Stock item: 95% availability (If below spike quantity)
B: Limited stock level
C: Low stock - Please contact your account manager
Supplier Code | Sensor Product Code | Image | Description | Retail | VASP | D: Order on request
Turnstiles | [5 empty] | Comment
355B | FS-355B |  | Heavy duty full height single 4 arm turnstile | 75096 | 39607.5949 | D: Order on request
356C | FS-356C |  | Heavy duty full height double 4 arm turnstile | 149688 | 78949.3671 | D: Order on request
Turnstile Accessories | [5 empty] | D: Order on request
Reader-Adapter | Reader-Adapter |  | Biometric reader adapter for fitting onto turnstile | 1927.8 | 1016.7722 | D: Order on request
FLOTL352 | FLOTL352 |  | Flow Systems logic controller, 1 per turnstile gate required | 8160 | 4303.7975 | D: Order on request
Automatic Boomgate
631 | FS-631 |  | Flow Systems 3m vehicle access control barrier. **Right hand boom is standard, left hand on request** | 45360 | 23924.0506 | D: Order on request
639 | FS-639 |  | Flow Systems 3m high security spike vehicle access control barrier. **Right hand boom is standard, left hand on request** | 142128 | 74962.0253 | D: Order on request
Automatic Boomgate Accessories | [5 empty] | D: Order on request
End-Post | End-Post |  | Recommended to support 5m & 6m boom poles | 3061.8 | 1614.8734 | D: Order on request
Boom Pole LED | FS-Boom-Pole-LED |  | Green/Red LED module for boom pole | 7408.8 | 3907.5949 | D: Order on request
Traffic Light | FS-Traffic-light |  | Green/Red traffic light | 9261 | 4884.4937 | D: Order on request
5m pole | 5m pole |  | 5m Pole for automatic boomgate | 5796 | 3056.962
6m pole | 6m pole |  | 6m Pole for automatic boomgate | 6804 | 3588.6076
Manual Boomgate
641-3 | 641-3 |  | Flow Systems 3m manual boom | 17614.8 | 9290.5063 | D: Order on request
641-4 | 641-4 |  | Flow Systems 4m manual boom | 19530 | 10300.6329
641-5 | 641-5 |  | Flow Systems 5m manual boom | 21193.2 | 11177.8481
641-6 | 641-6 |  | Flow Systems 6m manual boom | 23889.6 | 12600
Manual Boomgate Accessories | [5 empty] | D: Order on request
End-Post | End-Post |  | Recommended to support 5m & 6m boom poles | 3061.8 | 1614.8734 | D: Order on request

## Allbro
Stock Status
A: Stock item: 95% availability (If below spike quantity)
B: Limited stock level
C: Low stock - Please contact your account manager
Supplier Code | Sensor Product Code | Image | Description | Retail | VASP | D: Order on request
AllBrox Enclosures | [5 empty] | Comment
ALL-004 | ALL-004 |  | Allbrox 4 enclosure (400X300X200) | 2388 | 1259.4937 | Call for availability
ALL-004/D | ALL-004/D |  | Allbrox 4 deep enclosure (400X300X280) | 2638.8 | 1391.7722 | Availability B
ALL-005 | ALL-005 |  | Allbrox 5 enclosure (500X350X200) | 3018.072 | 1591.8101 | Availability A
ALL-006 | ALL-006 |  | Allbrox 6 enclosure (600X400X200) | 3681.12 | 1941.519 | Availability A
ALL-006/D | ALL-006/D |  | Allbrox 6 deep enclosure (600X400X250) | 4023.024 | 2121.8481 | Availability B
AllBrox Enclosure Pole-mount brackets
ALL-018-088 | ALL-018-088 |  | Allbrox® 4/4D pole mount bracket | 304.968 | 160.8481 | Availability A
ALL-018-089 | ALL-018-089 |  | Allbrox® 5 pole mount bracket | 317.568 | 167.4937 | Availability A
ALL-018-090 | ALL-018-090 |  | Allbrox® 6 pole mount bracket | 331.92 | 175.0633 | Availability A
ALL-018-103 | ALL-018-103 |  | Allbrox® 6.5 Portrait pole mount bracket | 1116 | 588.6076 | Availability A
Back to the Index

## Virdi
Stock Status
A: Stock item: 95% availability (If below spike quantity)
B: Limited stock level
Supplier Code | Sensor Product Code | Image | Description | Retail | VASP | C: Low stock - Please contact your account manager
Biometric Access Control Readers (RFID 125kHz) - recommended (SC (Mifare 13.56mHz) readers at the bottom of this list) | [5 empty] | D: Order on request
AC2000 Biometric Reader | [5 empty] | Pricing: Excluding VAT
AC2000RF | VAC2000RF |  | Virdi AC2000RF Biometric Reader. 1 500 FP Users (3 000 FP Temp); Max 1 500 users; LED; RFID Card Reader; B/Tooth; No Keypad; No Screen; 100 000 Log | 10690.8 | 5638.6076 | D: Order on request
AC2000HRF | VAC2000HRF |  | Virdi AC2000HRF Biometric Reader. 5000 FP Users (10 000 FP Temp); Max 5 000 users; LED; RFID Card Reader; B/Tooth; No Keypad; No Screen; 100 000 Log | 12746.4 | 6722.7848 | D: Order on request
AC2100PLUS Biometric Reader
AC2100PRF | VAC2100PRF |  | Virdi AC2100PRF Plus Biometric Reader. 1 500 FP Users (3 000 FP Temp), Max 1 500 user, LED, LCD Screen, RFID Card Reader, 4 Function Key, No B/Tooth, 100 000 Log | 11719.2 | 6181.0127 | D: Order on request
AC2200 Biometric Reader
AC2200HRF | VAC2200HRF |  | Virdi AC2200RF Biometric Reader. 5 000 FP Users (10 000 FP Temp); Max 5 000 user; LED; LCD Screen; RFID Card Reader; 4 Function Key; B/Tooth; Camera; 100 000 Log | 17886 | 9433.5443 | D: Order on request
AC5000 Biometric Reader
AC5100RF | VAC5100RF |  | Virdi AC5100RF Biometric Reader. 10 000 FP Users; (20 000 FP Templates); Max 20 000 Users; Advised 1:N 7000 users; 60 000 Log; RFID Card Reader; 2,8" Colour Screen; Capacitance Keypad; IP65; Camera; BLE - Mobile Key Support; No PoE | 23710.8 | 12505.6962 | D: Order on request
Standalone Door Lock
KL100S | VKL100S |  | Virdi KL100S, Standalone Door Lock with Mechanical Key. Keypad; Mifare Card Reader; B/tooth Mobile Key Solution; Including Cylindrical Mortise Lock. | 6306 | 3325.9494 | D: Order on request
Virdi Door Controller
VBLC015-K1 | VBLC015 |  | Virdi BLC015 Battery Lock Controller. Secure Lock Control & Battery Charger; RS485 & Wiegand; Relay for lock; Battery charge circuit; PBT Input; Can power 2 Verdi Terminal & 1 Lock; Requires Battery & ACC150 | 2055.6 | 1084.1772 | D: Order on request
BLC015-K2 | VBLC015-K2 |  | Virdi BLC015, Battery Lock Controller in Metal Box. Secure Lock Control & Battery Charger; RS485 & Wiegand; Relay for lock; Battery charge circuit; PBT Input; Can power 2 Verdi Terminal & 1 Lock; Requires Battery & ACC150 | 3162 | 1667.7215 | D: Order on request
Virdi PSU
ACC150 | VACC150 |  | Virdi Switch Mode PSU for use with BLC015. 12V 2.5A | 189.6 | 100 | D: Order on request
Terminal Enclosures / Brackets (Full range available on request)
ACC200 | ACC200 |  | Virdi Vertical Mounting Bracket with Side Panel. 316 S/S for AC2x00, For Brick Walls | 1237.2 | 652.5316 | D: Order on request
ACC202 | ACC202 |  | Virdi Vandal Resistant Enclosure. 316 S/S for AC2000 | 3032.4 | 1599.3671 | D: Order on request
ACC210 | VACC210 |  | Virdi Vertical Robust Enclosure. 316 S/S, shroud, for Old AC2100/2100H & AC5000 Range | 2643.6 | 1394.3038 | D: Order on request
ACC240 | VACC240 |  | Virdi Vandal Resistant Enclosure / Prison Enclosure for AC5000. 316 S/S | 5914.8 | 3119.6203 | D: Order on request
Proximity Cards
ACC300 | VACC300 |  | ISO RFID Proximity Card. 125KHz EM4100. MOQ 10 | 33.6 | 17.7215 | D: Order on request
ACC310 | VACC310 |  | RFID Key fob. 125KHz EM4100. MOQ 10 | 44.592 | 23.519 | D: Order on request
ACC340 | ACC340 |  | Dual RFID Combo Card. (125KHz) / Mifare (13,56MHz). MOQ 10 | 49.2 | 25.9494 | D: Order on request
ACC370 | ACC370 |  | Dual RFID Combo Key fob. (125KHz) / Mifare (13,56MHz) Combo Key fob. MOQ | 56.52 | 29.8101 | D: Order on request
ACC380 | VACC380 |  | ViRDI Mobile Key - Reusable and Valid for 3 Years | 67.2 | 35.443 | D: Order on request
USB Take-on Readers
FOH02RF | VFOH02RF |  | Virdi FOH02RF USB Take-on Reader. USB Enrolment Reader for Virdi UNIS; RFID Reader Included | 6980.4 | 3681.6456 | D: Order on request
FOH02SC | VFOH02SC |  | Virdi FOH02SC USB Take-on Reader. USB Enrolment Reader for Virdi UNIS; Mifare Reader Included | 7323.6 | 3862.6582 | D: Order on request
UNIS Software
UNISSTD-4.0 | VUNIS-STD |  | Virdi UNIS V4 Software. Access Control for MCP-040 Controllers; Facial & Fingerprint; Mobile Card; Device & Alarm Management; GPS overlay V-Term; Req W10 OS; MS Access or MS SQL Express or MS SQL; Including 1 Hour Tel/TV10Support | 4806 | 2534.8101 | D: Order on request
PAYTRANS | VUNIS-PAYTRANS | PAY | Virdi Payroll Translator from UNIWORK T&A to VIP/Sage/Pastel Payroll. Including 1 Hour Tel/TV10 Configuration support from Virdi; Custom payroll integration on ad hoc basis. | 2276.4 | 1200.6329 | D: Order on request
UNISINOUT | VUNIS-INOUT |  | Virdi UNIS In/Out Board Software for Receptionist Environment. Evac Lists; Including 1/2 Hour Tel/TV10 Configuration Support | 1518 | 800.6329 | D: Order on request
V-TERMINAL / BIOSEAL
VBIOSEAL-VK1 | VBIOSEAL-VK1 |  | Virdi Bioseal USB Handheld Fingerprint Scanner + Virtual Terminal App for Android Smartphones/Tablets + Bioseal USB Handheld Fingerprint Scanner. 1 000 users. FP or PIN & FP only. Ideal For field based T&A with GPS Location, Mustering Points (OHS) & as a Backup Terminal. Requires Smartphone with minimum Android V4.0 and OTG support. Includes OTG cable, excludes Smartphone. | 5880 | 3101.2658 | D: Order on request
VAVTAPP1 | VAVTAPP1 |  | Virtual Terminal App for Android Smartphones/Tablets. 1 000 users. FP / Card / PIN Transactions. Ideal For field based T&A with GPS Location, Mustering Points (OHS) & as a Backup Terminal. Requires Smartphone with minimum Android V4.0 and OTG support. Includes OTG cable, excludes Smartphone. | 5880 | 3101.2658 | D: Order on request
Back to the Index